## GH NORTH18-19
SI.NO | Name of the Work Order | Circle Name | capitalisation date | Capitalization Cost (Rs. Crores) | PCC Reference | FCC Reference
1 | C10-Est for enh from 160 to 315KVA advo | GH NORTH | 07.05.2018 | 0.061497 | Submitted vide Distribution True-up petition for 3rd control Period as Annexure-I | Submitted vide Distribution True-up petition for 3rd control Period as Annexure-I
2 | Estimate for replacement of 11KV poles/l | GH NORTH | 07.05.2018 | 0.019985 | Submitted vide Distribution True-up petition for 3rd control Period as Annexure-I | Submitted vide Distribution True-up petition for 3rd control Period as Annexure-I
3 | E/s for JNNURM Gaidenbagh | GH NORTH | 03.05.2018 | 0.036165 | Submitted vide Distribution True-up petition for 3rd control Period as Annexure-I | Submitted vide Distribution True-up petition for 3rd control Period as Annexure-I
4 | E/s to M/s Kayempee Foods Pvt. Ltd, for | GH NORTH | 07.05.2018 | 0.029213 | Submitted vide Distribution True-up petition for 3rd control Period as Annexure-I | Submitted vide Distribution True-up petition for 3rd control Period as Annexure-I
5 | E/s for Replacement of Non HQ Met | GH NORTH | 05.05.2018 | 0.0095546 | Submitted vide Distribution True-up petition for 3rd control Period as Annexure-I | Submitted vide Distribution True-up petition for 3rd control Period as Annexure-I
6 | Re-conductoring of LT line with 55Sq.mm. | GH NORTH | 27.02.2019 | 0.02128 | Submitted vide Distribution True-up petition for 3rd control Period as Annexure-I | Submitted vide Distribution True-up petition for 3rd control Period as Annexure-I
7 | E/S ENHANCEMENT,100KVA TO 160 KVA TIRUMA | GH NORTH | 07.05.2018 | 0.0063633 | Submitted vide Distribution True-up petition for 3rd control Period as Annexure-I | Submitted vide Distribution True-up petition for 3rd control Period as Annexure-I
8 | E/s for erection of new 100KVA DTR at Au | GH NORTH | 22.10.2018 | 0.032861 | Submitted vide Distribution True-up petition for 3rd control Period as Annexure-I | Submitted vide Distribution True-up petition for 3rd control Period as Annexure-I
9 | S/f RMUs/DTR @ Uppal Bus Stop Sec'bad. | GH NORTH | 28.05.2018 | 0.082167 | Submitted vide Distribution True-up petition for 3rd control Period as Annexure-I | Submitted vide Distribution True-up petition for 3rd control Period as Annexure-I
10 | S/f DTRs/RMUs @ ISKON Temple,S.P. Rd | GH NORTH | 22.05.2018 | 0.085695 | Submitted vide Distribution True-up petition for 3rd control Period as Annexure-I | Submitted vide Distribution True-up petition for 3rd control Period as Annexure-I
11 | Panel Board for M/s.Dharani Builders. | GH NORTH | 23.09.2018 | 0.0016832 | Submitted vide Distribution True-up petition for 3rd control Period as Annexure-I | Submitted vide Distribution True-up petition for 3rd control Period as Annexure-I
12 | E/S TO 100KVA Reddy colony II@Imp | GH NORTH | 11.04.2018 | 0.023279 | Submitted vide Distribution True-up petition for 3rd control Period as Annexure-I | Submitted vide Distribution True-up petition for 3rd control Period as Annexure-I
13 | E/S TO SRI.V.CHANDRA PRAKASH REDDY & oTH | GH NORTH | 24.10.2018 | 0.025061 | Submitted vide Distribution True-up petition for 3rd control Period as Annexure-I | Submitted vide Distribution True-up petition for 3rd control Period as Annexure-I
14 | S/f poles,lin Sri Nagar clny 2 SK Ngr Jn | GH NORTH | 01.02.2019 | -0.0010716 | Submitted vide Distribution True-up petition for 3rd control Period as Annexure-I | Submitted vide Distribution True-up petition for 3rd control Period as Annexure-I
15 | S/f HT/LT lines @Community Hall Junctio | GH NORTH | 31.01.2019 | 0.0013461 | Submitted vide Distribution True-up petition for 3rd control Period as Annexure-I | Submitted vide Distribution True-up petition for 3rd control Period as Annexure-I
16 | E/s for restringing Of Bramanavadi, Sana | GH NORTH | 23.05.2018 | 0.017133 | Submitted vide Distribution True-up petition for 3rd control Period as Annexure-I | Submitted vide Distribution True-up petition for 3rd control Period as Annexure-I
17 | The proposal E/S V Rama Swamy Addl load | GH NORTH | 06.12.2018 | 0.00021351 | Submitted vide Distribution True-up petition for 3rd control Period as Annexure-I | Submitted vide Distribution True-up petition for 3rd control Period as Annexure-I
18 | Estimate for replacement of existing Ele | GH NORTH | 13.11.2018 | 0.018643 | Submitted vide Distribution True-up petition for 3rd control Period as Annexure-I | Submitted vide Distribution True-up petition for 3rd control Period as Annexure-I
19 | E/S TO M/S DEEPTHI HOMES | GH NORTH | 13.11.2018 | 0.028913 | Submitted vide Distribution True-up petition for 3rd control Period as Annexure-I | Submitted vide Distribution True-up petition for 3rd control Period as Annexure-I
20 | S/f DTRs/HT/LT PolesLines-Am'pet-DKR Jn | GH NORTH | 28.07.2018 | -0.00071667 | Submitted vide Distribution True-up petition for 3rd control Period as Annexure-I | Submitted vide Distribution True-up petition for 3rd control Period as Annexure-I
21 | Estimate for Installation of 20nos CT Me | GH NORTH | 10.05.2018 | 0.027141 | Submitted vide Distribution True-up petition for 3rd control Period as Annexure-I | Submitted vide Distribution True-up petition for 3rd control Period as Annexure-I
22 | 100Nos 3-Ph Electro Mechanical meters wi | GH NORTH | 28.04.2018 | 0.017319 | Submitted vide Distribution True-up petition for 3rd control Period as Annexure-I | Submitted vide Distribution True-up petition for 3rd control Period as Annexure-I
23 | CC90314428973,adl load on CZ020991 (10KW | GH NORTH | 10.09.2018 | 0.001136 | Submitted vide Distribution True-up petition for 3rd control Period as Annexure-I | Submitted vide Distribution True-up petition for 3rd control Period as Annexure-I
24 | E/S TO SYMED LABS LIMITED | GH NORTH | 07.01.2019 | 0.016644 | Submitted vide Distribution True-up petition for 3rd control Period as Annexure-I | Submitted vide Distribution True-up petition for 3rd control Period as Annexure-I
25 | E/s for Repl. of 233Nos 3-ph HQmeters wi | GH NORTH | 07.05.2018 | 0.043175 | Submitted vide Distribution True-up petition for 3rd control Period as Annexure-I | Submitted vide Distribution True-up petition for 3rd control Period as Annexure-I
26 | Interlinking of Savers<(>,<)> Krishna Na | GH NORTH | 23.05.2018 | 0.0059245 | Submitted vide Distribution True-up petition for 3rd control Period as Annexure-I | Submitted vide Distribution True-up petition for 3rd control Period as Annexure-I
27 | AB Cable at Gurudwara with UG cable on S | GH NORTH | 23.05.2018 | 0.0080332 | Submitted vide Distribution True-up petition for 3rd control Period as Annexure-I | Submitted vide Distribution True-up petition for 3rd control Period as Annexure-I
28 | Replacement of Existing damaged LT OH Co | GH NORTH | 31.05.2018 | 0.014819 | Submitted vide Distribution True-up petition for 3rd control Period as Annexure-I | Submitted vide Distribution True-up petition for 3rd control Period as Annexure-I
29 | E/S FOR 100KVA ADDL.DTR AT BHUPATHI RAO | GH NORTH | 28.04.2018 | 0.039273 | Submitted vide Distribution True-up petition for 3rd control Period as Annexure-I | Submitted vide Distribution True-up petition for 3rd control Period as Annexure-I
30 | E/s To Isola Srinivas,NR902141088072 | GH NORTH | 07.02.2019 | 0.021047 | Submitted vide Distribution True-up petition for 3rd control Period as Annexure-I | Submitted vide Distribution True-up petition for 3rd control Period as Annexure-I
31 | 400 Nos 1-Ph Mechanical Meter@Bollaram. | GH NORTH | 28.04.2018 | 0.039463 | Submitted vide Distribution True-up petition for 3rd control Period as Annexure-I | Submitted vide Distribution True-up petition for 3rd control Period as Annexure-I
32 | Estimate for Providing of Electronic met | GH NORTH | 28.04.2018 | 0.043429 | Submitted vide Distribution True-up petition for 3rd control Period as Annexure-I | Submitted vide Distribution True-up petition for 3rd control Period as Annexure-I
33 | DLMS CT METERS OF BHILLS SECTION | GH NORTH | 23.05.2018 | 0.017697 | Submitted vide Distribution True-up petition for 3rd control Period as Annexure-I | Submitted vide Distribution True-up petition for 3rd control Period as Annexure-I
34 | Shifting of HT/LT lines, poles ,DTRs at | GH NORTH | 27.07.2018 | 0.17221 | Submitted vide Distribution True-up petition for 3rd control Period as Annexure-I | Submitted vide Distribution True-up petition for 3rd control Period as Annexure-I
35 | THE HYDERABAD GYMKHANA,HT1119273 | GH NORTH | 24.10.2018 | 0.025548 | Submitted vide Distribution True-up petition for 3rd control Period as Annexure-I | Submitted vide Distribution True-up petition for 3rd control Period as Annexure-I
36 | E/s Replace 1 Ph H.Q. 295 Meters in FG | GH NORTH | 28.04.2018 | 0.028902 | Submitted vide Distribution True-up petition for 3rd control Period as Annexure-I | Submitted vide Distribution True-up petition for 3rd control Period as Annexure-I
37 | ,LTM141100003 E/s to Namitha Raj Builder | GH NORTH | 06.02.2019 | 0.029697 | Submitted vide Distribution True-up petition for 3rd control Period as Annexure-I | Submitted vide Distribution True-up petition for 3rd control Period as Annexure-I
38 | LTM141120003- E/S TO M/s. PAJJURI KARUN | GH NORTH | 23.05.2018 | 0.021627 | Submitted vide Distribution True-up petition for 3rd control Period as Annexure-I | Submitted vide Distribution True-up petition for 3rd control Period as Annexure-I
39 | E/s to M/s ACME Builders,LTM141160086. | GH NORTH | 05.10.2018 | 0.03731 | Submitted vide Distribution True-up petition for 3rd control Period as Annexure-I | Submitted vide Distribution True-up petition for 3rd control Period as Annexure-I
40 | REPL. OF 150NOS 3-PH NON HIGH QUALITY ME | GH NORTH | 07.05.2018 | 0.027232 | Submitted vide Distribution True-up petition for 3rd control Period as Annexure-I | Submitted vide Distribution True-up petition for 3rd control Period as Annexure-I
41 | Providing of HT metering equipment (CTPT | GH NORTH | 30.08.2018 | 0.018429 | Submitted vide Distribution True-up petition for 3rd control Period as Annexure-I | Submitted vide Distribution True-up petition for 3rd control Period as Annexure-I
42 | M/s VALUE LABS,HT1169441 | GH NORTH | 04.11.2018 | 0.27398 | Submitted vide Distribution True-up petition for 3rd control Period as Annexure-I | Submitted vide Distribution True-up petition for 3rd control Period as Annexure-I
43 | Replacement of Damaged LT Distribution b | GH NORTH | 28.04.2018 | 0.020638 | Submitted vide Distribution True-up petition for 3rd control Period as Annexure-I | Submitted vide Distribution True-up petition for 3rd control Period as Annexure-I
44 | ROHIT REDDY,NR902141220842 | GH NORTH | 29.08.2018 | 0.092951 | Submitted vide Distribution True-up petition for 3rd control Period as Annexure-I | Submitted vide Distribution True-up petition for 3rd control Period as Annexure-I
45 | E/S TO DVS RAJU,NR902141202570 | GH NORTH | 05.10.2018 | 0.034987 | Submitted vide Distribution True-up petition for 3rd control Period as Annexure-I | Submitted vide Distribution True-up petition for 3rd control Period as Annexure-I
46 | REPL. OF DAMAGED HG FUSE SET & AB SWITCH | GH NORTH | 28.04.2018 | 0.015022 | Submitted vide Distribution True-up petition for 3rd control Period as Annexure-I | Submitted vide Distribution True-up petition for 3rd control Period as Annexure-I
47 | Smt.K.Archana Reddy,HT1119810 | GH NORTH | 21.02.2019 | 0.024753 | Submitted vide Distribution True-up petition for 3rd control Period as Annexure-I | Submitted vide Distribution True-up petition for 3rd control Period as Annexure-I
48 | ,CC90214524781 INDUS TOWERS PGUTTA | GH NORTH | 04.01.2019 | 0.00071112 | Submitted vide Distribution True-up petition for 3rd control Period as Annexure-I | Submitted vide Distribution True-up petition for 3rd control Period as Annexure-I
49 | Detailed estimate for erection of 1NO | GH NORTH | 05.05.2018 | 0.029882 | Submitted vide Distribution True-up petition for 3rd control Period as Annexure-I | Submitted vide Distribution True-up petition for 3rd control Period as Annexure-I
50 | RE-ESTIMATE FOR Re-conducting on 11KV Ch | GH NORTH | 05.05.2018 | 0.02481 | Submitted vide Distribution True-up petition for 3rd control Period as Annexure-I | Submitted vide Distribution True-up petition for 3rd control Period as Annexure-I
51 | 33KV NIMS ESTIMATE | GH NORTH | 22.02.2019 | 0.058146 | Submitted vide Distribution True-up petition for 3rd control Period as Annexure-I | Submitted vide Distribution True-up petition for 3rd control Period as Annexure-I
52 | RE-CONDUCTRING ON 11KV RANIGUNJ FEEDER E | GH NORTH | 25.05.2018 | 0.03377 | Submitted vide Distribution True-up petition for 3rd control Period as Annexure-I | Submitted vide Distribution True-up petition for 3rd control Period as Annexure-I
53 | Replacement of Damaged LT Distribution b | GH NORTH | 07.05.2018 | 0.020152 | Submitted vide Distribution True-up petition for 3rd control Period as Annexure-I | Submitted vide Distribution True-up petition for 3rd control Period as Annexure-I
54 | E/S TO JNNRUM GHMC RDNO.1& 5 BHILLS | GH NORTH | 07.03.2019 | 0.10276 | Submitted vide Distribution True-up petition for 3rd control Period as Annexure-I | Submitted vide Distribution True-up petition for 3rd control Period as Annexure-I
55 | LTM151120003- E/S TO Smt.D.SAROJINI DEV | GH NORTH | 03.08.2018 | 0.018012 | Submitted vide Distribution True-up petition for 3rd control Period as Annexure-I | Submitted vide Distribution True-up petition for 3rd control Period as Annexure-I
56 | Re-Estimate for Re-conducting on 11KV Al | GH NORTH | 09.01.2019 | 0.040777 | Submitted vide Distribution True-up petition for 3rd control Period as Annexure-I | Submitted vide Distribution True-up petition for 3rd control Period as Annexure-I
57 | The proposal for providing of 2 Nos Addi | GH NORTH | 29.12.2018 | 0.010098 | Submitted vide Distribution True-up petition for 3rd control Period as Annexure-I | Submitted vide Distribution True-up petition for 3rd control Period as Annexure-I
58 | RECTIFICATION WORKS OF DTR LT LINES | GH NORTH | 03.05.2018 | 0.011452 | Submitted vide Distribution True-up petition for 3rd control Period as Annexure-I | Submitted vide Distribution True-up petition for 3rd control Period as Annexure-I
59 | ,LTM151110005 CH SRIDEVI 100KVA RDNO.2 | GH NORTH | 30.11.2018 | 0.032262 | Submitted vide Distribution True-up petition for 3rd control Period as Annexure-I | Submitted vide Distribution True-up petition for 3rd control Period as Annexure-I
60 | E/S OF SUPPLY TO Sri R Ramesh Rao , LTM1 | GH NORTH | 09.08.2018 | 0.024774 | Submitted vide Distribution True-up petition for 3rd control Period as Annexure-I | Submitted vide Distribution True-up petition for 3rd control Period as Annexure-I
61 | Replacement of Existing damaged LT OH Co | GH NORTH | 08.08.2018 | 0.027812 | Submitted vide Distribution True-up petition for 3rd control Period as Annexure-I | Submitted vide Distribution True-up petition for 3rd control Period as Annexure-I
62 | Replacement of Existing damaged LT OH Co | GH NORTH | 13.11.2018 | 0.024398 | Submitted vide Distribution True-up petition for 3rd control Period as Annexure-I | Submitted vide Distribution True-up petition for 3rd control Period as Annexure-I
63 | DTRs Plinth rasing. | GH NORTH | 28.09.2018 | 0.016879 | Submitted vide Distribution True-up petition for 3rd control Period as Annexure-I | Submitted vide Distribution True-up petition for 3rd control Period as Annexure-I
64 | HT ADDL LOAD HDN912 Film Nagar cultureal | GH NORTH | 19.01.2019 | 0.0044863 | Submitted vide Distribution True-up petition for 3rd control Period as Annexure-I | Submitted vide Distribution True-up petition for 3rd control Period as Annexure-I
65 | E/S OF SUPPLY TO Sri Ravi Kanth Badruka | GH NORTH | 29.08.2018 | 0.024673 | Submitted vide Distribution True-up petition for 3rd control Period as Annexure-I | Submitted vide Distribution True-up petition for 3rd control Period as Annexure-I
66 | RECONDUCTORING OF LT OH LINES ON VARIOUS | GH NORTH | 26.05.2018 | 0.022611 | Submitted vide Distribution True-up petition for 3rd control Period as Annexure-I | Submitted vide Distribution True-up petition for 3rd control Period as Annexure-I
67 | ERRECTION OF NEW 100KVA DTR at opp plot | GH NORTH | 08.08.2018 | 0.026095 | Submitted vide Distribution True-up petition for 3rd control Period as Annexure-I | Submitted vide Distribution True-up petition for 3rd control Period as Annexure-I
68 | RECTIFICATION OF DEFECTS NOTICED ON DTR< | GH NORTH | 08.05.2018 | 0.0098069 | Submitted vide Distribution True-up petition for 3rd control Period as Annexure-I | Submitted vide Distribution True-up petition for 3rd control Period as Annexure-I
69 | RECTIFICATION WORKS OF DTR LT LINES | GH NORTH | 08.05.2018 | 0.010062 | Submitted vide Distribution True-up petition for 3rd control Period as Annexure-I | Submitted vide Distribution True-up petition for 3rd control Period as Annexure-I
70 | Mr.Guru Raghavendra Infra Dev,HT11610659 | GH NORTH | 28.09.2018 | 0.098547 | Submitted vide Distribution True-up petition for 3rd control Period as Annexure-I | Submitted vide Distribution True-up petition for 3rd control Period as Annexure-I
71 | E/S OF SUPPLY TO Sri C Bharat Reddy,NR90 | GH NORTH | 27.08.2018 | 0.019262 | Submitted vide Distribution True-up petition for 3rd control Period as Annexure-I | Submitted vide Distribution True-up petition for 3rd control Period as Annexure-I
72 | PROVIDING OF ADDL.CKTS TO DTRS | GH NORTH | 26.05.2018 | 0.017686 | Submitted vide Distribution True-up petition for 3rd control Period as Annexure-I | Submitted vide Distribution True-up petition for 3rd control Period as Annexure-I
73 | PROVIDING OF ADDL.CKTS TO DTRS | GH NORTH | 13.08.2018 | 0.016978 | Submitted vide Distribution True-up petition for 3rd control Period as Annexure-I | Submitted vide Distribution True-up petition for 3rd control Period as Annexure-I
74 | E/S OF SUPPLY TO YNS Infra Projects,LTM1 | GH NORTH | 27.08.2018 | 0.022462 | Submitted vide Distribution True-up petition for 3rd control Period as Annexure-I | Submitted vide Distribution True-up petition for 3rd control Period as Annexure-I
75 | E/S TO SRI SHIVA SHARAT RE LTM151160048 | GH NORTH | 05.09.2018 | 0.027645 | Submitted vide Distribution True-up petition for 3rd control Period as Annexure-I | Submitted vide Distribution True-up petition for 3rd control Period as Annexure-I
76 | ENHANCEMENT OF 100 TO 160KVA DTR AT SUBB | GH NORTH | 10.01.2019 | 0.02077 | Submitted vide Distribution True-up petition for 3rd control Period as Annexure-I | Submitted vide Distribution True-up petition for 3rd control Period as Annexure-I
77 | Addl.DTR IG Nagr,Nr Praga Compound | GH NORTH | 03.10.2018 | 0.02546 | Submitted vide Distribution True-up petition for 3rd control Period as Annexure-I | Submitted vide Distribution True-up petition for 3rd control Period as Annexure-I
78 | E/S TO SRI MURIMAL FUTNANI LM151160025 | GH NORTH | 24.10.2018 | 0.024061 | Submitted vide Distribution True-up petition for 3rd control Period as Annexure-I | Submitted vide Distribution True-up petition for 3rd control Period as Annexure-I
79 | Reconductering of 11 KV Durgamcheruvu fd | GH NORTH | 08.02.2019 | 8.2528e-05 | Submitted vide Distribution True-up petition for 3rd control Period as Annexure-I | Submitted vide Distribution True-up petition for 3rd control Period as Annexure-I
80 | ZONAH DEVELOPERS PVT LTD,HT1239324 | GH NORTH | 07.02.2019 | 0.021336 | Submitted vide Distribution True-up petition for 3rd control Period as Annexure-I | Submitted vide Distribution True-up petition for 3rd control Period as Annexure-I
81 | PROVIDING OF ADDL.CKTS TO DTRS | GH NORTH | 26.05.2018 | 0.0091295 | Submitted vide Distribution True-up petition for 3rd control Period as Annexure-I | Submitted vide Distribution True-up petition for 3rd control Period as Annexure-I
82 | LTM151110012 Y. Nagesh Kumar 63KVA DTR | GH NORTH | 06.01.2019 | 0.030536 | Submitted vide Distribution True-up petition for 3rd control Period as Annexure-I | Submitted vide Distribution True-up petition for 3rd control Period as Annexure-I
83 | Providing of 11KV HG fuse set in place d | GH NORTH | 24.01.2019 | 0.002778 | Submitted vide Distribution True-up petition for 3rd control Period as Annexure-I | Submitted vide Distribution True-up petition for 3rd control Period as Annexure-I
84 | E/S TO K SHOBHA, LTM151200006,DT.12.05.2 | GH NORTH | 10.07.2018 | 0.00035286 | Submitted vide Distribution True-up petition for 3rd control Period as Annexure-I | Submitted vide Distribution True-up petition for 3rd control Period as Annexure-I
85 | M/S AISHWARYA BUILDERS<(>&<)>DEVELOPERS | GH NORTH | 12.04.2018 | 0.014192 | Submitted vide Distribution True-up petition for 3rd control Period as Annexure-I | Submitted vide Distribution True-up petition for 3rd control Period as Annexure-I
86 | Re-conductoring of LT line with 55 Sqmm. | GH NORTH | 28.12.2018 | 0.047507 | Submitted vide Distribution True-up petition for 3rd control Period as Annexure-I | Submitted vide Distribution True-up petition for 3rd control Period as Annexure-I
87 | E/s To Sri Ameerulla khan,CC90215613980 | GH NORTH | 27.09.2018 | 0.02979 | Submitted vide Distribution True-up petition for 3rd control Period as Annexure-I | Submitted vide Distribution True-up petition for 3rd control Period as Annexure-I
88 | Re-conductoring of LT line with 55Sq.mm. | GH NORTH | 28.12.2018 | 0.030176 | Submitted vide Distribution True-up petition for 3rd control Period as Annexure-I | Submitted vide Distribution True-up petition for 3rd control Period as Annexure-I
89 | Re-conductoring of LT line with 55Sq.mm. | GH NORTH | 28.12.2018 | 0.026804 | Submitted vide Distribution True-up petition for 3rd control Period as Annexure-I | Submitted vide Distribution True-up petition for 3rd control Period as Annexure-I
90 | Re-conductoring of LT line with 55Sq.mm. | GH NORTH | 28.12.2018 | 0.032812 | Submitted vide Distribution True-up petition for 3rd control Period as Annexure-I | Submitted vide Distribution True-up petition for 3rd control Period as Annexure-I
91 | E/S OF SUPPLY TO M/s Telugu Film Produce | GH NORTH | 07.09.2018 | 0.0011365 | Submitted vide Distribution True-up petition for 3rd control Period as Annexure-I | Submitted vide Distribution True-up petition for 3rd control Period as Annexure-I
92 | Re-conductoring of LT line with 55Sq.mm. | GH NORTH | 28.12.2018 | 0.044702 | Submitted vide Distribution True-up petition for 3rd control Period as Annexure-I | Submitted vide Distribution True-up petition for 3rd control Period as Annexure-I
93 | Re-conductoring of LT line with 55Sq.mm. | GH NORTH | 28.12.2018 | 0.039165 | Submitted vide Distribution True-up petition for 3rd control Period as Annexure-I | Submitted vide Distribution True-up petition for 3rd control Period as Annexure-I
94 | DLMS CT METERS | GH NORTH | 28.01.2019 | 0.018471 | Submitted vide Distribution True-up petition for 3rd control Period as Annexure-I | Submitted vide Distribution True-up petition for 3rd control Period as Annexure-I
95 | DLMS CT METERS | GH NORTH | 09.10.2018 | 0.022729 | Submitted vide Distribution True-up petition for 3rd control Period as Annexure-I | Submitted vide Distribution True-up petition for 3rd control Period as Annexure-I
96 | Replacement of LT OH line with 70sqmm LT | GH NORTH | 18.01.2019 | 0.016239 | Submitted vide Distribution True-up petition for 3rd control Period as Annexure-I | Submitted vide Distribution True-up petition for 3rd control Period as Annexure-I
97 | E/S OF SUPPLY TO DR subash chandra bose, | GH NORTH | 09.08.2018 | 0.037284 | Submitted vide Distribution True-up petition for 3rd control Period as Annexure-I | Submitted vide Distribution True-up petition for 3rd control Period as Annexure-I
98 | LTM 151570013/16-07-2015 TO SRI.V.ARUN K | GH NORTH | 05.06.2018 | 0.00056892 | Submitted vide Distribution True-up petition for 3rd control Period as Annexure-I | Submitted vide Distribution True-up petition for 3rd control Period as Annexure-I
99 | Conv of II KV AB Cable on II KV RD .No10 | GH NORTH | 29.01.2019 | -0.00010659 | Submitted vide Distribution True-up petition for 3rd control Period as Annexure-I | Submitted vide Distribution True-up petition for 3rd control Period as Annexure-I
100 | Re-conducting of LT line with 55Sq.mm. | GH NORTH | 10.05.2018 | 0.030492 | Submitted vide Distribution True-up petition for 3rd control Period as Annexure-I | Submitted vide Distribution True-up petition for 3rd control Period as Annexure-I
101 | Estimate for shifting of 1-Ph meters fro | GH NORTH | 28.08.2018 | 0.02066 | Submitted vide Distribution True-up petition for 3rd control Period as Annexure-I | Submitted vide Distribution True-up petition for 3rd control Period as Annexure-I
102 | E/S TO SRI Dr.Y.LAXMAN RAO & OTHERS | GH NORTH | 04.01.2019 | 0.025369 | Submitted vide Distribution True-up petition for 3rd control Period as Annexure-I | Submitted vide Distribution True-up petition for 3rd control Period as Annexure-I
103 | E/S TO ADDL.LOAD TO SRI N.AMARENDER REDD | GH NORTH | 05.06.2018 | 0.01308 | Submitted vide Distribution True-up petition for 3rd control Period as Annexure-I | Submitted vide Distribution True-up petition for 3rd control Period as Annexure-I
104 | Burnout Replacement DLM's Meters in Bora | GH NORTH | 28.08.2018 | 0.0026149 | Submitted vide Distribution True-up petition for 3rd control Period as Annexure-I | Submitted vide Distribution True-up petition for 3rd control Period as Annexure-I
105 | Rectification of Line ABS & DTR's AB Swi | GH NORTH | 10.10.2018 | 0.0054632 | Submitted vide Distribution True-up petition for 3rd control Period as Annexure-I | Submitted vide Distribution True-up petition for 3rd control Period as Annexure-I
106 | Reconstruction of plinth and structure. | GH NORTH | 08.11.2018 | 0.013962 | Submitted vide Distribution True-up petition for 3rd control Period as Annexure-I | Submitted vide Distribution True-up petition for 3rd control Period as Annexure-I
107 | REPLACEMENT OF BURNT OUT DTR cT METERS I | GH NORTH | 02.02.2019 | 0.008656 | Submitted vide Distribution True-up petition for 3rd control Period as Annexure-I | Submitted vide Distribution True-up petition for 3rd control Period as Annexure-I
108 | REPLACEMENT OF BURNT OUT DTR CT METERS I | GH NORTH | 09.05.2018 | 0.0066585 | Submitted vide Distribution True-up petition for 3rd control Period as Annexure-I | Submitted vide Distribution True-up petition for 3rd control Period as Annexure-I
109 | E/S TO SRI NAGENDRA KUMAR,NR902151485336 | GH NORTH | 24.10.2018 | 0.00013287 | Submitted vide Distribution True-up petition for 3rd control Period as Annexure-I | Submitted vide Distribution True-up petition for 3rd control Period as Annexure-I
110 | DTRs Plinth rasing. | GH NORTH | 09.05.2018 | 0.0026371 | Submitted vide Distribution True-up petition for 3rd control Period as Annexure-I | Submitted vide Distribution True-up petition for 3rd control Period as Annexure-I
111 | DTRs Plinth rasing. | GH NORTH | 09.05.2018 | 0.0042372 | Submitted vide Distribution True-up petition for 3rd control Period as Annexure-I | Submitted vide Distribution True-up petition for 3rd control Period as Annexure-I
112 | HDN 355 PT REPLACEMENT 1 NO | GH NORTH | 28.09.2018 | 0.0022927 | Submitted vide Distribution True-up petition for 3rd control Period as Annexure-I | Submitted vide Distribution True-up petition for 3rd control Period as Annexure-I
113 | Estimate for Replacement of 20nos CT Met | GH NORTH | 14.05.2018 | 0.026426 | Submitted vide Distribution True-up petition for 3rd control Period as Annexure-I | Submitted vide Distribution True-up petition for 3rd control Period as Annexure-I
114 | Estimate for Replacement of 20nos CT Met | GH NORTH | 10.05.2018 | 0.020589 | Submitted vide Distribution True-up petition for 3rd control Period as Annexure-I | Submitted vide Distribution True-up petition for 3rd control Period as Annexure-I
115 | E/S OF SUPPLY TO Smt K Madhu Kumari,CC90 | GH NORTH | 27.08.2018 | 0.024402 | Submitted vide Distribution True-up petition for 3rd control Period as Annexure-I | Submitted vide Distribution True-up petition for 3rd control Period as Annexure-I
116 | E/S TO ASPIRE RESIDENT WELFARE ASSOCIATI | GH NORTH | 28.09.2018 | 0.16062 | Submitted vide Distribution True-up petition for 3rd control Period as Annexure-I | Submitted vide Distribution True-up petition for 3rd control Period as Annexure-I
117 | CC90215617428- Sri M.SHAM SUNDER-Addl.Lo | GH NORTH | 09.07.2018 | 0.0002255 | Submitted vide Distribution True-up petition for 3rd control Period as Annexure-I | Submitted vide Distribution True-up petition for 3rd control Period as Annexure-I
118 | Sri. Syed Sharfuddin A2034180 Addl load< | GH NORTH | 26.02.2019 | 0.0002255 | Submitted vide Distribution True-up petition for 3rd control Period as Annexure-I | Submitted vide Distribution True-up petition for 3rd control Period as Annexure-I
119 | E/S to Sri Y S L Prasad,CC90215661225, D | GH NORTH | 26.05.2018 | 0.00022549 | Submitted vide Distribution True-up petition for 3rd control Period as Annexure-I | Submitted vide Distribution True-up petition for 3rd control Period as Annexure-I
120 | Estimate for reduction of load from 40 K | GH NORTH | 09.07.2018 | 0.00018012 | Submitted vide Distribution True-up petition for 3rd control Period as Annexure-I | Submitted vide Distribution True-up petition for 3rd control Period as Annexure-I
121 | ILENSYS TECHNOLOGIES PVT LTD <(>,<)> HT1 | GH NORTH | 27.09.2018 | 0.020692 | Submitted vide Distribution True-up petition for 3rd control Period as Annexure-I | Submitted vide Distribution True-up petition for 3rd control Period as Annexure-I
122 | Releasing of addl. load to HDN-1115 | GH NORTH | 03.08.2018 | 0.018813 | Submitted vide Distribution True-up petition for 3rd control Period as Annexure-I | Submitted vide Distribution True-up petition for 3rd control Period as Annexure-I
123 | E/S TO Sri.Darshan Gupta,NR902151548368 | GH NORTH | 29.10.2018 | 0.0010619 | Submitted vide Distribution True-up petition for 3rd control Period as Annexure-I | Submitted vide Distribution True-up petition for 3rd control Period as Annexure-I
124 | E/S TO FERNANDEZ HOSPITAL,HT12311342 | GH NORTH | 26.09.2018 | 0.02908 | Submitted vide Distribution True-up petition for 3rd control Period as Annexure-I | Submitted vide Distribution True-up petition for 3rd control Period as Annexure-I
125 | E/S To Sri M V Prasad, CC90215661162, Dt | GH NORTH | 26.05.2018 | 0.00022674 | Submitted vide Distribution True-up petition for 3rd control Period as Annexure-I | Submitted vide Distribution True-up petition for 3rd control Period as Annexure-I
126 | E/S TO P V NARASIMHA REDDY,CC90215659464 | GH NORTH | 26.05.2018 | 0.00022674 | Submitted vide Distribution True-up petition for 3rd control Period as Annexure-I | Submitted vide Distribution True-up petition for 3rd control Period as Annexure-I
127 | E/S TO M/s Jubilee Infrtech Pvt Ltd<(>,< | GH NORTH | 26.09.2018 | 0.097206 | Submitted vide Distribution True-up petition for 3rd control Period as Annexure-I | Submitted vide Distribution True-up petition for 3rd control Period as Annexure-I
128 | E/s to M/s.Indus towers-CC90215640839,CC | GH NORTH | 26.05.2018 | 0.00045348 | Submitted vide Distribution True-up petition for 3rd control Period as Annexure-I | Submitted vide Distribution True-up petition for 3rd control Period as Annexure-I
129 | E/s for 63 KVA to M/s.Tirumala Construct | GH NORTH | 30.09.2018 | 0.027996 | Submitted vide Distribution True-up petition for 3rd control Period as Annexure-I | Submitted vide Distribution True-up petition for 3rd control Period as Annexure-I
130 | CC90315668497 dt.23.9.15 | GH NORTH | 13.04.2018 | 0.00022674 | Submitted vide Distribution True-up petition for 3rd control Period as Annexure-I | Submitted vide Distribution True-up petition for 3rd control Period as Annexure-I
131 | E/S of supply to Sri MD Afzal,CC90215684 | GH NORTH | 05.09.2018 | 0.0011346 | Submitted vide Distribution True-up petition for 3rd control Period as Annexure-I | Submitted vide Distribution True-up petition for 3rd control Period as Annexure-I
132 | E/s to rajender rao , LTM151160008 | GH NORTH | 30.08.2018 | 0.024829 | Submitted vide Distribution True-up petition for 3rd control Period as Annexure-I | Submitted vide Distribution True-up petition for 3rd control Period as Annexure-I
133 | E/S TO M/S TEAM WORK INFRA ,LTM151160100 | GH NORTH | 26.09.2018 | 0.023062 | Submitted vide Distribution True-up petition for 3rd control Period as Annexure-I | Submitted vide Distribution True-up petition for 3rd control Period as Annexure-I
134 | Re-estimate-Indoor Stadium,Beggar Home | GH NORTH | 08.02.2019 | 0.04211 | Submitted vide Distribution True-up petition for 3rd control Period as Annexure-I | Submitted vide Distribution True-up petition for 3rd control Period as Annexure-I
135 | E/S to Providing of Earthing TO dtrs | GH NORTH | 09.10.2018 | 0.010853 | Submitted vide Distribution True-up petition for 3rd control Period as Annexure-I | Submitted vide Distribution True-up petition for 3rd control Period as Annexure-I
136 | Shifting of 2NoÆs HT services at Greenla | GH NORTH | 26.11.2018 | 0.043722 | Submitted vide Distribution True-up petition for 3rd control Period as Annexure-I | Submitted vide Distribution True-up petition for 3rd control Period as Annexure-I
137 | Revised Extension Supply to Babu LAL KED | GH NORTH | 30.08.2018 | 0.018254 | Submitted vide Distribution True-up petition for 3rd control Period as Annexure-I | Submitted vide Distribution True-up petition for 3rd control Period as Annexure-I
138 | Replacement of existing damaged conducto | GH NORTH | 25.09.2018 | 0.017936 | Submitted vide Distribution True-up petition for 3rd control Period as Annexure-I | Submitted vide Distribution True-up petition for 3rd control Period as Annexure-I
139 | E/s for Repl. of 120Sqmm. 1Core Rd.10Fdr | GH NORTH | 25.09.2018 | 0.017206 | Submitted vide Distribution True-up petition for 3rd control Period as Annexure-I | Submitted vide Distribution True-up petition for 3rd control Period as Annexure-I
140 | Rect. Of complaints during the swatch hy | GH NORTH | 13.04.2018 | 0.0088446 | Submitted vide Distribution True-up petition for 3rd control Period as Annexure-I | Submitted vide Distribution True-up petition for 3rd control Period as Annexure-I
141 | FORMATION OF SECOND CIRCUIT IN CLOCK TOW | GH NORTH | 01.06.2018 | 0.040208 | Submitted vide Distribution True-up petition for 3rd control Period as Annexure-I | Submitted vide Distribution True-up petition for 3rd control Period as Annexure-I
142 | RECTIFICATION OF COMPLAINTS DURING THE S | GH NORTH | 13.04.2018 | 0.0087493 | Submitted vide Distribution True-up petition for 3rd control Period as Annexure-I | Submitted vide Distribution True-up petition for 3rd control Period as Annexure-I
143 | Recti.of complaints during the SWATCH HY | GH NORTH | 13.04.2018 | 0.0087493 | Submitted vide Distribution True-up petition for 3rd control Period as Annexure-I | Submitted vide Distribution True-up petition for 3rd control Period as Annexure-I
144 | NR902151577866 Jamal Darvish | GH NORTH | 20.10.2018 | 0.001287 | Submitted vide Distribution True-up petition for 3rd control Period as Annexure-I | Submitted vide Distribution True-up petition for 3rd control Period as Annexure-I
145 | ERECTION OF 11KV LINE AB SWITCHES ON VAR | GH NORTH | 12.04.2018 | 0.02847 | Submitted vide Distribution True-up petition for 3rd control Period as Annexure-I | Submitted vide Distribution True-up petition for 3rd control Period as Annexure-I
146 | Replacement of Damaged LT Distribution b | GH NORTH | 31.12.2018 | 0.016856 | Submitted vide Distribution True-up petition for 3rd control Period as Annexure-I | Submitted vide Distribution True-up petition for 3rd control Period as Annexure-I
147 | Fixing of DLMS meters at various DTRs lo | GH NORTH | 25.09.2018 | 0.01825 | Submitted vide Distribution True-up petition for 3rd control Period as Annexure-I | Submitted vide Distribution True-up petition for 3rd control Period as Annexure-I
148 | E/S TO MASJID E FATHIMA AHLE HADEES-5KW | GH NORTH | 03.11.2018 | 0.00022674 | Submitted vide Distribution True-up petition for 3rd control Period as Annexure-I | Submitted vide Distribution True-up petition for 3rd control Period as Annexure-I
149 | Add-load-SZ-23449 | GH NORTH | 08.01.2019 | 0.0002255 | Submitted vide Distribution True-up petition for 3rd control Period as Annexure-I | Submitted vide Distribution True-up petition for 3rd control Period as Annexure-I
150 | GENERAL: Maintenance of 2Nos. DTRs in Bo | GH NORTH | 25.08.2018 | 0.010916 | Submitted vide Distribution True-up petition for 3rd control Period as Annexure-I | Submitted vide Distribution True-up petition for 3rd control Period as Annexure-I
151 | Estimate for additional quantities GHMC | GH NORTH | 27.07.2018 | 0.076104 | Submitted vide Distribution True-up petition for 3rd control Period as Annexure-I | Submitted vide Distribution True-up petition for 3rd control Period as Annexure-I
152 | FORMATION OF ADDL.CIRCUITS ON VARIOUS DT | GH NORTH | 08.05.2018 | 0.031529 | Submitted vide Distribution True-up petition for 3rd control Period as Annexure-I | Submitted vide Distribution True-up petition for 3rd control Period as Annexure-I
153 | HT10211037 Addl. CMD of 120KVA on existi | GH NORTH | 03.10.2018 | 0.0049597 | Submitted vide Distribution True-up petition for 3rd control Period as Annexure-I | Submitted vide Distribution True-up petition for 3rd control Period as Annexure-I
154 | REPLACEMENT OF DAMAGED & RUSTED POLE IN | GH NORTH | 12.04.2018 | 0.0082842 | Submitted vide Distribution True-up petition for 3rd control Period as Annexure-I | Submitted vide Distribution True-up petition for 3rd control Period as Annexure-I
155 | LTM151630007; Dt:28.08.2015 | GH NORTH | 26.11.2018 | 0.03653 | Submitted vide Distribution True-up petition for 3rd control Period as Annexure-I | Submitted vide Distribution True-up petition for 3rd control Period as Annexure-I
156 | ADDL. LOAD TO M\S SRI SAI CONSTRUCTIONS | GH NORTH | 09.10.2018 | 0.014561 | Submitted vide Distribution True-up petition for 3rd control Period as Annexure-I | Submitted vide Distribution True-up petition for 3rd control Period as Annexure-I
157 | G.AMAREDNDER REDDY,HDN-679,HT12311316 | GH NORTH | 10.09.2018 | 0.0049597 | Submitted vide Distribution True-up petition for 3rd control Period as Annexure-I | Submitted vide Distribution True-up petition for 3rd control Period as Annexure-I
158 | Sri D.L Ravindra Reddy,HT11110497 | GH NORTH | 03.12.2018 | 0.052262 | Submitted vide Distribution True-up petition for 3rd control Period as Annexure-I | Submitted vide Distribution True-up petition for 3rd control Period as Annexure-I
159 | REINFORCEMENT OF 11KV AG COLONY FEEDER | GH NORTH | 05.05.2018 | 0.053279 | Submitted vide Distribution True-up petition for 3rd control Period as Annexure-I | Submitted vide Distribution True-up petition for 3rd control Period as Annexure-I
160 | E/S OF SUPPLY TO Smt B Lukuma Devi,CC902 | GH NORTH | 31.08.2018 | 0.021106 | Submitted vide Distribution True-up petition for 3rd control Period as Annexure-I | Submitted vide Distribution True-up petition for 3rd control Period as Annexure-I
161 | CC90315709425 dt.15.12.2015 | GH NORTH | 12.04.2018 | 0.00022674 | Submitted vide Distribution True-up petition for 3rd control Period as Annexure-I | Submitted vide Distribution True-up petition for 3rd control Period as Annexure-I
162 | E/S TO Smt.M.VANI & 63KVA DTR<(>&<)>LTM | GH NORTH | 02.01.2019 | 0.025418 | Submitted vide Distribution True-up petition for 3rd control Period as Annexure-I | Submitted vide Distribution True-up petition for 3rd control Period as Annexure-I
163 | SAHRUDAYA HEALTHCARE P LTD,HT11611975 | GH NORTH | 30.11.2018 | 0.02422 | Submitted vide Distribution True-up petition for 3rd control Period as Annexure-I | Submitted vide Distribution True-up petition for 3rd control Period as Annexure-I
164 | LTM151100008 GT.KOMALA&OTHERS | GH NORTH | 10.05.2018 | 0.023539 | Submitted vide Distribution True-up petition for 3rd control Period as Annexure-I | Submitted vide Distribution True-up petition for 3rd control Period as Annexure-I
165 | E/S TO M/S. INDUS TOWERS @CT METER | GH NORTH | 03.01.2019 | 0.0056212 | Submitted vide Distribution True-up petition for 3rd control Period as Annexure-I | Submitted vide Distribution True-up petition for 3rd control Period as Annexure-I
166 | E/S TO V.KRISHNAM RAJU | GH NORTH | 29.09.2018 | 0.030998 | Submitted vide Distribution True-up petition for 3rd control Period as Annexure-I | Submitted vide Distribution True-up petition for 3rd control Period as Annexure-I
167 | I SUDHAKAR REDDY,HT11111980 | GH NORTH | 04.11.2018 | 0.080978 | Submitted vide Distribution True-up petition for 3rd control Period as Annexure-I | Submitted vide Distribution True-up petition for 3rd control Period as Annexure-I
168 | Sri D.Vidya Sagar,HT11611800 | GH NORTH | 27.09.2018 | 0.028882 | Submitted vide Distribution True-up petition for 3rd control Period as Annexure-I | Submitted vide Distribution True-up petition for 3rd control Period as Annexure-I
169 | E/S TO M/s SRI DHARANI CONSTRUCTIONS<(> | GH NORTH | 02.01.2019 | 0.031982 | Submitted vide Distribution True-up petition for 3rd control Period as Annexure-I | Submitted vide Distribution True-up petition for 3rd control Period as Annexure-I
170 | Fencing of DTR'S in various locations in | GH NORTH | 30.04.2018 | 0.0035338 | Submitted vide Distribution True-up petition for 3rd control Period as Annexure-I | Submitted vide Distribution True-up petition for 3rd control Period as Annexure-I
171 | CC90215689925 T.nageshwar rao, Estimatio | GH NORTH | 25.05.2018 | 0.00022674 | Submitted vide Distribution True-up petition for 3rd control Period as Annexure-I | Submitted vide Distribution True-up petition for 3rd control Period as Annexure-I
172 | CC90215704096 Sri. Rajesh Estimate is | GH NORTH | 26.05.2018 | 0.00022674 | Submitted vide Distribution True-up petition for 3rd control Period as Annexure-I | Submitted vide Distribution True-up petition for 3rd control Period as Annexure-I
173 | REINFORCEMENT OF 11KV CRPF FEEDER | GH NORTH | 17.11.2018 | 0.016104 | Submitted vide Distribution True-up petition for 3rd control Period as Annexure-I | Submitted vide Distribution True-up petition for 3rd control Period as Annexure-I
174 | REINFORCEMENT OF 11KV Road No:12 FEEDE | GH NORTH | 17.11.2018 | 0.015489 | Submitted vide Distribution True-up petition for 3rd control Period as Annexure-I | Submitted vide Distribution True-up petition for 3rd control Period as Annexure-I
175 | E/S OF SUPPLY to Amjad Khan & others,LTM | GH NORTH | 25.02.2019 | 0.035855 | Submitted vide Distribution True-up petition for 3rd control Period as Annexure-I | Submitted vide Distribution True-up petition for 3rd control Period as Annexure-I
176 | V SREEDHAR JYOTHSNA REDDY,HT11611919 | GH NORTH | 29.10.2018 | 0.023627 | Submitted vide Distribution True-up petition for 3rd control Period as Annexure-I | Submitted vide Distribution True-up petition for 3rd control Period as Annexure-I
177 | E/S for 11 kv adithya Feeder UG cable | GH NORTH | 08.03.2019 | 0.066327 | Submitted vide Distribution True-up petition for 3rd control Period as Annexure-I | Submitted vide Distribution True-up petition for 3rd control Period as Annexure-I
178 | NR902151596694,NR902151596686,NR9021515 | GH NORTH | 11.07.2018 | 0.00034385 | Submitted vide Distribution True-up petition for 3rd control Period as Annexure-I | Submitted vide Distribution True-up petition for 3rd control Period as Annexure-I
179 | EARTHING OF BANJARA HILLS SECTION. | GH NORTH | 25.09.2018 | 0.010853 | Submitted vide Distribution True-up petition for 3rd control Period as Annexure-I | Submitted vide Distribution True-up petition for 3rd control Period as Annexure-I
180 | Maintenance of Erukala Basthi DTR ST Cod | GH NORTH | 02.01.2019 | 0.0051837 | Submitted vide Distribution True-up petition for 3rd control Period as Annexure-I | Submitted vide Distribution True-up petition for 3rd control Period as Annexure-I
181 | M/S FOR MYT OCTOBER 2015 | GH NORTH | 03.11.2018 | 0.0053835 | Submitted vide Distribution True-up petition for 3rd control Period as Annexure-I | Submitted vide Distribution True-up petition for 3rd control Period as Annexure-I
182 | M/S FOR MYT POCHAMMA TEMPLE | GH NORTH | 01.01.2019 | 0.0011853 | Submitted vide Distribution True-up petition for 3rd control Period as Annexure-I | Submitted vide Distribution True-up petition for 3rd control Period as Annexure-I
183 | M/S FOR Maintenance of KARKHANA 100KVA D | GH NORTH | 03.11.2018 | 0.0032549 | Submitted vide Distribution True-up petition for 3rd control Period as Annexure-I | Submitted vide Distribution True-up petition for 3rd control Period as Annexure-I
184 | E/S To SMT.M KOTLA ARUNA @ PANNEL | GH NORTH | 20.12.2018 | 0.00068321 | Submitted vide Distribution True-up petition for 3rd control Period as Annexure-I | Submitted vide Distribution True-up petition for 3rd control Period as Annexure-I
185 | 0 | GH NORTH | 03.08.2018 | 0.021317 | Submitted vide Distribution True-up petition for 3rd control Period as Annexure-I | Submitted vide Distribution True-up petition for 3rd control Period as Annexure-I
186 | Reconductoring of 11KV My Home Feeder | GH NORTH | 27.07.2018 | 0.046611 | Submitted vide Distribution True-up petition for 3rd control Period as Annexure-I | Submitted vide Distribution True-up petition for 3rd control Period as Annexure-I
187 | Reconductoring of 11KV KamalapuriColony | GH NORTH | 27.07.2018 | 0.044441 | Submitted vide Distribution True-up petition for 3rd control Period as Annexure-I | Submitted vide Distribution True-up petition for 3rd control Period as Annexure-I
188 | E/S TO MOHAMMED SHANAWAZKHAN <(>&<)>OTHE | GH NORTH | 30.08.2018 | 0.035411 | Submitted vide Distribution True-up petition for 3rd control Period as Annexure-I | Submitted vide Distribution True-up petition for 3rd control Period as Annexure-I
189 | RECONDUCTING OF 11KV GREENPARK AND 11KV | GH NORTH | 04.12.2018 | 0.030107 | Submitted vide Distribution True-up petition for 3rd control Period as Annexure-I | Submitted vide Distribution True-up petition for 3rd control Period as Annexure-I
190 | ,CC90215715981 ADDL LOAD G RAVINDER | GH NORTH | 09.07.2018 | 0.00022674 | Submitted vide Distribution True-up petition for 3rd control Period as Annexure-I | Submitted vide Distribution True-up petition for 3rd control Period as Annexure-I
191 | Panel Board to SMT.N.RADHA BAI- | GH NORTH | 07.02.2019 | 0.0042718 | Submitted vide Distribution True-up petition for 3rd control Period as Annexure-I | Submitted vide Distribution True-up petition for 3rd control Period as Annexure-I
192 | EARTHING OF BANJARA HILLS SECTION. | GH NORTH | 25.09.2018 | 0.010853 | Submitted vide Distribution True-up petition for 3rd control Period as Annexure-I | Submitted vide Distribution True-up petition for 3rd control Period as Annexure-I
193 | E/S Supply to Smt N.Anuradha ,CC90215713 | GH NORTH | 10.09.2018 | 0.00022508 | Submitted vide Distribution True-up petition for 3rd control Period as Annexure-I | Submitted vide Distribution True-up petition for 3rd control Period as Annexure-I
194 | E/S TO Sri V K Sri Ram Naidu,LTM15116010 | GH NORTH | 29.10.2018 | 0.0006098 | Submitted vide Distribution True-up petition for 3rd control Period as Annexure-I | Submitted vide Distribution True-up petition for 3rd control Period as Annexure-I
195 | CC90216731342,SMT.Poorna Devi, Estimatio | GH NORTH | 26.05.2018 | 0.00020202 | Submitted vide Distribution True-up petition for 3rd control Period as Annexure-I | Submitted vide Distribution True-up petition for 3rd control Period as Annexure-I
196 | ,CC90215715087 N LAXMI ADDL | GH NORTH | 09.07.2018 | 0.00022674 | Submitted vide Distribution True-up petition for 3rd control Period as Annexure-I | Submitted vide Distribution True-up petition for 3rd control Period as Annexure-I
197 | LTM161200001 M.Venkateshwar Rao | GH NORTH | 03.08.2018 | 0.036898 | Submitted vide Distribution True-up petition for 3rd control Period as Annexure-I | Submitted vide Distribution True-up petition for 3rd control Period as Annexure-I
198 | RECTIFICATION OF COMPLAINTS DURING THE S | GH NORTH | 25.05.2018 | 0.016781 | Submitted vide Distribution True-up petition for 3rd control Period as Annexure-I | Submitted vide Distribution True-up petition for 3rd control Period as Annexure-I
199 | RECTIFICATION OF COMPLAINTS DURING THE S | GH NORTH | 26.05.2018 | 0.009831 | Submitted vide Distribution True-up petition for 3rd control Period as Annexure-I | Submitted vide Distribution True-up petition for 3rd control Period as Annexure-I
200 | RECTIFICATION WORKS OF DTR LT LINES | GH NORTH | 30.10.2018 | 0.0068429 | Submitted vide Distribution True-up petition for 3rd control Period as Annexure-I | Submitted vide Distribution True-up petition for 3rd control Period as Annexure-I
201 | E/S TO M/S MAHALAXMI PROJECTS. | GH NORTH | 26.11.2018 | 0.15214 | Submitted vide Distribution True-up petition for 3rd control Period as Annexure-I | Submitted vide Distribution True-up petition for 3rd control Period as Annexure-I
202 | Reconductring 11 AB 100 Sqmm AAA 3 | GH NORTH | 21.01.2019 | 0.068878 | Submitted vide Distribution True-up petition for 3rd control Period as Annexure-I | Submitted vide Distribution True-up petition for 3rd control Period as Annexure-I
203 | Providing of SP Structuer to DTR,Ga Ngar | GH NORTH | 09.02.2019 | 0.007118 | Submitted vide Distribution True-up petition for 3rd control Period as Annexure-I | Submitted vide Distribution True-up petition for 3rd control Period as Annexure-I
204 | Reconductring 11 AB Colony 100 Sqmm AAA | GH NORTH | 06.10.2018 | 0.086479 | Submitted vide Distribution True-up petition for 3rd control Period as Annexure-I | Submitted vide Distribution True-up petition for 3rd control Period as Annexure-I
205 | Bifurcation of 11 KV AB colony feeder | GH NORTH | 05.10.2018 | 0.24667 | Submitted vide Distribution True-up petition for 3rd control Period as Annexure-I | Submitted vide Distribution True-up petition for 3rd control Period as Annexure-I
206 | Reconductring 11 NG/Raj 100 Sqmm AAA 2 | GH NORTH | 06.10.2018 | 0.060392 | Submitted vide Distribution True-up petition for 3rd control Period as Annexure-I | Submitted vide Distribution True-up petition for 3rd control Period as Annexure-I
207 | Reconductring 11 AB 100 Sqmm AAA 2 | GH NORTH | 06.10.2018 | 0.069437 | Submitted vide Distribution True-up petition for 3rd control Period as Annexure-I | Submitted vide Distribution True-up petition for 3rd control Period as Annexure-I
208 | Laying of 1Core 120sqmm cable | GH NORTH | 03.05.2018 | 0.0095728 | Submitted vide Distribution True-up petition for 3rd control Period as Annexure-I | Submitted vide Distribution True-up petition for 3rd control Period as Annexure-I
209 | ENHANCEMENT OF DTR FROM 100 TO 160KVA IN | GH NORTH | 05.05.2018 | 0.02378 | Submitted vide Distribution True-up petition for 3rd control Period as Annexure-I | Submitted vide Distribution True-up petition for 3rd control Period as Annexure-I
210 | Reconductring 11 NG/Raj 100 Sqmm AAA | GH NORTH | 21.01.2019 | 0.079281 | Submitted vide Distribution True-up petition for 3rd control Period as Annexure-I | Submitted vide Distribution True-up petition for 3rd control Period as Annexure-I
211 | ENHANCEMENT OF DTR FROM 100 TO 160KVA IN | GH NORTH | 01.03.2019 | 0.023936 | Submitted vide Distribution True-up petition for 3rd control Period as Annexure-I | Submitted vide Distribution True-up petition for 3rd control Period as Annexure-I
212 | ENHANCEMENT OF DTR FROM 100 TO 160KVA IN | GH NORTH | 07.03.2019 | 0.023625 | Submitted vide Distribution True-up petition for 3rd control Period as Annexure-I | Submitted vide Distribution True-up petition for 3rd control Period as Annexure-I
213 | ENHANCEMENT OF DTR FROM 100 TO 160KVA IN | GH NORTH | 07.03.2019 | 0.02347 | Submitted vide Distribution True-up petition for 3rd control Period as Annexure-I | Submitted vide Distribution True-up petition for 3rd control Period as Annexure-I
214 | E/S Supply to Indus Towers Ltd ,CC902167 | GH NORTH | 07.09.2018 | 0.0002255 | Submitted vide Distribution True-up petition for 3rd control Period as Annexure-I | Submitted vide Distribution True-up petition for 3rd control Period as Annexure-I
215 | Estimate 12 No's LT Distribution boxes | GH NORTH | 31.12.2018 | 0.013323 | Submitted vide Distribution True-up petition for 3rd control Period as Annexure-I | Submitted vide Distribution True-up petition for 3rd control Period as Annexure-I
216 | E/S, To Sri Purshotham Torri, NR91213943 | GH NORTH | 28.05.2018 | 0.00022757 | Submitted vide Distribution True-up petition for 3rd control Period as Annexure-I | Submitted vide Distribution True-up petition for 3rd control Period as Annexure-I
217 | E/S TO POOJA VENTURES ,NR902141172929 | GH NORTH | 30.11.2018 | 0.028519 | Submitted vide Distribution True-up petition for 3rd control Period as Annexure-I | Submitted vide Distribution True-up petition for 3rd control Period as Annexure-I
218 | E/S TO SMT. H. SWARAJYA LAXMI | GH NORTH | 03.01.2019 | 0.026097 | Submitted vide Distribution True-up petition for 3rd control Period as Annexure-I | Submitted vide Distribution True-up petition for 3rd control Period as Annexure-I
219 | MLA S CLY RESI WELFARE & CUL,HT12312735 | GH NORTH | 17.12.2018 | 0.020596 | Submitted vide Distribution True-up petition for 3rd control Period as Annexure-I | Submitted vide Distribution True-up petition for 3rd control Period as Annexure-I
220 | RAJEEV MALVE & OTHERS,HT11112570 | GH NORTH | 01.12.2018 | 0.021714 | Submitted vide Distribution True-up petition for 3rd control Period as Annexure-I | Submitted vide Distribution True-up petition for 3rd control Period as Annexure-I
221 | Shifting of 145no's 1 ph energy meters f | GH NORTH | 19.05.2018 | 0.0092759 | Submitted vide Distribution True-up petition for 3rd control Period as Annexure-I | Submitted vide Distribution True-up petition for 3rd control Period as Annexure-I
222 | ENHANCEMENT OF DTR FROM 100 TO 160KVA IN | GH NORTH | 05.05.2018 | 0.02365 | Submitted vide Distribution True-up petition for 3rd control Period as Annexure-I | Submitted vide Distribution True-up petition for 3rd control Period as Annexure-I
223 | ENHANCEMENT OF DTR FROM 100 TO 160KVA IN | GH NORTH | 28.02.2019 | 0.0025578 | Submitted vide Distribution True-up petition for 3rd control Period as Annexure-I | Submitted vide Distribution True-up petition for 3rd control Period as Annexure-I
224 | ,CC90216758722 E/s for addl.load to Sri. | GH NORTH | 03.07.2018 | 0.00022633 | Submitted vide Distribution True-up petition for 3rd control Period as Annexure-I | Submitted vide Distribution True-up petition for 3rd control Period as Annexure-I
225 | ,CC90216758692 E/s for addl.load to Sri. | GH NORTH | 04.07.2018 | 0.00022508 | Submitted vide Distribution True-up petition for 3rd control Period as Annexure-I | Submitted vide Distribution True-up petition for 3rd control Period as Annexure-I
226 | ,CC90216745760 E/s for addl.load to T.Na | GH NORTH | 05.07.2018 | 0.00022667 | Submitted vide Distribution True-up petition for 3rd control Period as Annexure-I | Submitted vide Distribution True-up petition for 3rd control Period as Annexure-I
227 | STUVANT PITTIE,LTM161110002 | GH NORTH | 09.05.2018 | 0.28438 | Submitted vide Distribution True-up petition for 3rd control Period as Annexure-I | Submitted vide Distribution True-up petition for 3rd control Period as Annexure-I
228 | Enha of DTR from 100 to 160KVA SRT Nagar | GH NORTH | 19.05.2018 | 0.020751 | Submitted vide Distribution True-up petition for 3rd control Period as Annexure-I | Submitted vide Distribution True-up petition for 3rd control Period as Annexure-I
229 | E/S D.Gopal Rao& Others , ,LTM1511601 | GH NORTH | 28.08.2018 | 0.088975 | Submitted vide Distribution True-up petition for 3rd control Period as Annexure-I | Submitted vide Distribution True-up petition for 3rd control Period as Annexure-I
230 | M.LALITHA KUMARI,HT11610738 | GH NORTH | 28.09.2018 | 0.082745 | Submitted vide Distribution True-up petition for 3rd control Period as Annexure-I | Submitted vide Distribution True-up petition for 3rd control Period as Annexure-I
231 | E/S TO M/s CH.MURALI KRISHNA REDDY<(>&<) | GH NORTH | 11.01.2019 | 0.040757 | Submitted vide Distribution True-up petition for 3rd control Period as Annexure-I | Submitted vide Distribution True-up petition for 3rd control Period as Annexure-I
232 | E/S To SRI.K.VENKATA SADA SIVA RAO @ PAN | GH NORTH | 27.11.2018 | 0.0013088 | Submitted vide Distribution True-up petition for 3rd control Period as Annexure-I | Submitted vide Distribution True-up petition for 3rd control Period as Annexure-I
233 | E/S To SRI. N. SAJU & OTHERS@ PANNEL | GH NORTH | 11.01.2019 | 0.0020356 | Submitted vide Distribution True-up petition for 3rd control Period as Annexure-I | Submitted vide Distribution True-up petition for 3rd control Period as Annexure-I
234 | RANGA RAJU,NR902161686173 | GH NORTH | 27.09.2018 | 0.043973 | Submitted vide Distribution True-up petition for 3rd control Period as Annexure-I | Submitted vide Distribution True-up petition for 3rd control Period as Annexure-I
235 | M/s. SVRK Nirmaan Prk Ngr,LTM151030007 | GH NORTH | 10.10.2018 | 0.028957 | Submitted vide Distribution True-up petition for 3rd control Period as Annexure-I | Submitted vide Distribution True-up petition for 3rd control Period as Annexure-I
236 | CC90216761576,Estimate of Akthar Begum, | GH NORTH | 26.05.2018 | 0.00020078 | Submitted vide Distribution True-up petition for 3rd control Period as Annexure-I | Submitted vide Distribution True-up petition for 3rd control Period as Annexure-I
237 | LIVEWELL HEALTH CARE PVT LTD,HT11611812 | GH NORTH | 05.10.2018 | 0.024369 | Submitted vide Distribution True-up petition for 3rd control Period as Annexure-I | Submitted vide Distribution True-up petition for 3rd control Period as Annexure-I
238 | E/S TO M/S. INDUS TOWERS @CT METER | GH NORTH | 29.01.2019 | 0.0056762 | Submitted vide Distribution True-up petition for 3rd control Period as Annexure-I | Submitted vide Distribution True-up petition for 3rd control Period as Annexure-I
239 | P CHANDRA SEKHAR,HT11612477 | GH NORTH | 29.11.2018 | 0.0047958 | Submitted vide Distribution True-up petition for 3rd control Period as Annexure-I | Submitted vide Distribution True-up petition for 3rd control Period as Annexure-I
240 | SURESH KUMAR GUPTHA,NR912161721689 | GH NORTH | 07.02.2019 | 0.018756 | Submitted vide Distribution True-up petition for 3rd control Period as Annexure-I | Submitted vide Distribution True-up petition for 3rd control Period as Annexure-I
241 | E/S For Maintance works on DTR's Clockt | GH NORTH | 02.01.2019 | 0.011794 | Submitted vide Distribution True-up petition for 3rd control Period as Annexure-I | Submitted vide Distribution True-up petition for 3rd control Period as Annexure-I
242 | E/S For Maintance works on DTR's Clockt | GH NORTH | 02.01.2019 | 0.011683 | Submitted vide Distribution True-up petition for 3rd control Period as Annexure-I | Submitted vide Distribution True-up petition for 3rd control Period as Annexure-I
243 | CC90216722571 ADDL LOAD M/s Indus Towers | GH NORTH | 09.07.2018 | 0.00022674 | Submitted vide Distribution True-up petition for 3rd control Period as Annexure-I | Submitted vide Distribution True-up petition for 3rd control Period as Annexure-I
244 | RECTIFICATION OF DTR'S 5 No's under MYT. | GH NORTH | 17.12.2018 | 0.0019384 | Submitted vide Distribution True-up petition for 3rd control Period as Annexure-I | Submitted vide Distribution True-up petition for 3rd control Period as Annexure-I
245 | E/s for 63KVA DTR to M/s Shri Constructi | GH NORTH | 22.05.2018 | 0.01322 | Submitted vide Distribution True-up petition for 3rd control Period as Annexure-I | Submitted vide Distribution True-up petition for 3rd control Period as Annexure-I
246 | HT10111455 M/s.Bindu Pharma | GH NORTH | 07.02.2019 | 0.025245 | Submitted vide Distribution True-up petition for 3rd control Period as Annexure-I | Submitted vide Distribution True-up petition for 3rd control Period as Annexure-I
247 | M/s WHISPER VALLLEY OWNERS AS,HT12312755 | GH NORTH | 27.09.2018 | 0.024604 | Submitted vide Distribution True-up petition for 3rd control Period as Annexure-I | Submitted vide Distribution True-up petition for 3rd control Period as Annexure-I
248 | HT10110662, DT:12.05.2015 HTPR NO:91203 | GH NORTH | 07.02.2019 | 0.033458 | Submitted vide Distribution True-up petition for 3rd control Period as Annexure-I | Submitted vide Distribution True-up petition for 3rd control Period as Annexure-I
249 | E/S to K.RAVINDER ,CC90215555488.DT.14/0 | GH NORTH | 11.07.2018 | 0.00022513 | Submitted vide Distribution True-up petition for 3rd control Period as Annexure-I | Submitted vide Distribution True-up petition for 3rd control Period as Annexure-I
250 | , LTM161120003 B.S.V.PRASAD-Panel Board | GH NORTH | 03.08.2018 | 0.023992 | Submitted vide Distribution True-up petition for 3rd control Period as Annexure-I | Submitted vide Distribution True-up petition for 3rd control Period as Annexure-I
251 | E/S TO SMT.K.VAJRAMMA ADDL.LOAD. | GH NORTH | 04.06.2018 | 0.0002255 | Submitted vide Distribution True-up petition for 3rd control Period as Annexure-I | Submitted vide Distribution True-up petition for 3rd control Period as Annexure-I
252 | E/S TO, SMT S. S NAGESHWAR RAO ADDL. | GH NORTH | 28.05.2018 | 0.0002255 | Submitted vide Distribution True-up petition for 3rd control Period as Annexure-I | Submitted vide Distribution True-up petition for 3rd control Period as Annexure-I
253 | E/S To,Mrs Rekha Rani Vasudeva | GH NORTH | 04.06.2018 | 0.0002255 | Submitted vide Distribution True-up petition for 3rd control Period as Annexure-I | Submitted vide Distribution True-up petition for 3rd control Period as Annexure-I
254 | E/S Supply to UNM Realtors Pvt. Ltd,LTM1 | GH NORTH | 09.10.2018 | 0.041694 | Submitted vide Distribution True-up petition for 3rd control Period as Annexure-I | Submitted vide Distribution True-up petition for 3rd control Period as Annexure-I
255 | , CC90216771779 E/S for Addl-Load to B.Y | GH NORTH | 02.07.2018 | 0.00022672 | Submitted vide Distribution True-up petition for 3rd control Period as Annexure-I | Submitted vide Distribution True-up petition for 3rd control Period as Annexure-I
256 | E/S TO SMT.DR. M. VIJAYA LAXMI | GH NORTH | 03.01.2019 | 0.024481 | Submitted vide Distribution True-up petition for 3rd control Period as Annexure-I | Submitted vide Distribution True-up petition for 3rd control Period as Annexure-I
257 | THE SECRETARY,RAHERMANIA MOSQUE | GH NORTH | 03.01.2019 | 0.00022674 | Submitted vide Distribution True-up petition for 3rd control Period as Annexure-I | Submitted vide Distribution True-up petition for 3rd control Period as Annexure-I
258 | E/S TO K.Ajay rama raju,LTM161160036 | GH NORTH | 31.07.2018 | 0.029305 | Submitted vide Distribution True-up petition for 3rd control Period as Annexure-I | Submitted vide Distribution True-up petition for 3rd control Period as Annexure-I
259 | HT10912699, HDN0312 M/s: MTAR TECHNOLOGI | GH NORTH | 09.02.2019 | 0.0047958 | Submitted vide Distribution True-up petition for 3rd control Period as Annexure-I | Submitted vide Distribution True-up petition for 3rd control Period as Annexure-I
260 | Shifitng of HTOH lines at Lalbunglow | GH NORTH | 29.12.2018 | 0.37969 | Submitted vide Distribution True-up petition for 3rd control Period as Annexure-I | Submitted vide Distribution True-up petition for 3rd control Period as Annexure-I
261 | E/S Erection of 100 KVA DTR At BARRELA P | GH NORTH | 25.08.2018 | 0.028924 | Submitted vide Distribution True-up petition for 3rd control Period as Annexure-I | Submitted vide Distribution True-up petition for 3rd control Period as Annexure-I
262 | MAKING OF ADDITION CKTS ON VARIOUS DTRS | GH NORTH | 09.08.2018 | 0.035661 | Submitted vide Distribution True-up petition for 3rd control Period as Annexure-I | Submitted vide Distribution True-up petition for 3rd control Period as Annexure-I
263 | E/s for Dismantle of 8 No's damaged PSCC | GH NORTH | 05.05.2018 | 0.0043395 | Submitted vide Distribution True-up petition for 3rd control Period as Annexure-I | Submitted vide Distribution True-up petition for 3rd control Period as Annexure-I
264 | E/S To SRI. N. KEVAL KUMAR @ PANNEL | GH NORTH | 26.11.2018 | 0.0012766 | Submitted vide Distribution True-up petition for 3rd control Period as Annexure-I | Submitted vide Distribution True-up petition for 3rd control Period as Annexure-I
265 | E/S TO G.Ravendea rao,LTM161110009 | GH NORTH | 29.08.2018 | 0.042774 | Submitted vide Distribution True-up petition for 3rd control Period as Annexure-I | Submitted vide Distribution True-up petition for 3rd control Period as Annexure-I
266 | PROVIDING OF ADDL.CKTs TO 3Nos EXISTING | GH NORTH | 25.05.2018 | 0.0066387 | Submitted vide Distribution True-up petition for 3rd control Period as Annexure-I | Submitted vide Distribution True-up petition for 3rd control Period as Annexure-I
267 | Repl. of 2Nos RS Joist & 1No. Intermidea | GH NORTH | 26.05.2018 | 0.0043577 | Submitted vide Distribution True-up petition for 3rd control Period as Annexure-I | Submitted vide Distribution True-up petition for 3rd control Period as Annexure-I
268 | E/S TO General manager,NR902161707637 | GH NORTH | 31.07.2018 | 0.038137 | Submitted vide Distribution True-up petition for 3rd control Period as Annexure-I | Submitted vide Distribution True-up petition for 3rd control Period as Annexure-I
269 | CC90216790263 MAHAVIR PERSHAD CTMETER<(> | GH NORTH | 21.12.2018 | 0.0011371 | Submitted vide Distribution True-up petition for 3rd control Period as Annexure-I | Submitted vide Distribution True-up petition for 3rd control Period as Annexure-I
270 | Estimate for extension of 322Nos 3-Ph ea | GH NORTH | 22.05.2018 | 0.47161 | Submitted vide Distribution True-up petition for 3rd control Period as Annexure-I | Submitted vide Distribution True-up petition for 3rd control Period as Annexure-I
271 | CC90216784023 E/S for Addl-Load to K.Nag | GH NORTH | 02.07.2018 | 0.00022674 | Submitted vide Distribution True-up petition for 3rd control Period as Annexure-I | Submitted vide Distribution True-up petition for 3rd control Period as Annexure-I
272 | E/s To Smt A.G.Laxmi & Other in Tarnaka | GH NORTH | 08.01.2019 | 0.027936 | Submitted vide Distribution True-up petition for 3rd control Period as Annexure-I | Submitted vide Distribution True-up petition for 3rd control Period as Annexure-I
273 | PROVIDING OF ADDL.CKTS TO DTR'S IN LALAG | GH NORTH | 05.02.2019 | 0.015205 | Submitted vide Distribution True-up petition for 3rd control Period as Annexure-I | Submitted vide Distribution True-up petition for 3rd control Period as Annexure-I
274 | PROVIDING OF ADDL.CKTS TO DTRS | GH NORTH | 05.02.2019 | 0.01317 | Submitted vide Distribution True-up petition for 3rd control Period as Annexure-I | Submitted vide Distribution True-up petition for 3rd control Period as Annexure-I
275 | Estimate for reduction of load from 15 K | GH NORTH | 09.07.2018 | 0.00018012 | Submitted vide Distribution True-up petition for 3rd control Period as Annexure-I | Submitted vide Distribution True-up petition for 3rd control Period as Annexure-I
276 | E/S Clubbing Service-Sunil Narang<(>,<)> | GH NORTH | 09.08.2018 | 0.022782 | Submitted vide Distribution True-up petition for 3rd control Period as Annexure-I | Submitted vide Distribution True-up petition for 3rd control Period as Annexure-I
277 | CC90216798010 TO M.A.HANNAN CT METER | GH NORTH | 21.12.2018 | 0.0010594 | Submitted vide Distribution True-up petition for 3rd control Period as Annexure-I | Submitted vide Distribution True-up petition for 3rd control Period as Annexure-I
278 | E/S TO Sreenidhi Infra ltd,LTM161160030 | GH NORTH | 08.10.2018 | 0.036772 | Submitted vide Distribution True-up petition for 3rd control Period as Annexure-I | Submitted vide Distribution True-up petition for 3rd control Period as Annexure-I
279 | M/S INDUS TOWERS LTD,CC90216732899 | GH NORTH | 21.12.2018 | 0.0011371 | Submitted vide Distribution True-up petition for 3rd control Period as Annexure-I | Submitted vide Distribution True-up petition for 3rd control Period as Annexure-I
280 | E/S TO Sri K shivanandam | GH NORTH | 29.01.2019 | 0.00022503 | Submitted vide Distribution True-up petition for 3rd control Period as Annexure-I | Submitted vide Distribution True-up petition for 3rd control Period as Annexure-I
281 | E/S To SRI.P.RAMESH @ PANNEL | GH NORTH | 27.11.2018 | 0.0013374 | Submitted vide Distribution True-up petition for 3rd control Period as Annexure-I | Submitted vide Distribution True-up petition for 3rd control Period as Annexure-I
282 | E/S TO, SRI B Venkata Chalam @ ADDL | GH NORTH | 29.01.2019 | 0.00022513 | Submitted vide Distribution True-up petition for 3rd control Period as Annexure-I | Submitted vide Distribution True-up petition for 3rd control Period as Annexure-I
283 | E/S TO, SMT. A Anurada @ ADDL | GH NORTH | 29.01.2019 | 0.00022513 | Submitted vide Distribution True-up petition for 3rd control Period as Annexure-I | Submitted vide Distribution True-up petition for 3rd control Period as Annexure-I
284 | Extension of supply to Sri N.Surya prak | GH NORTH | 07.05.2018 | 0.032698 | Submitted vide Distribution True-up petition for 3rd control Period as Annexure-I | Submitted vide Distribution True-up petition for 3rd control Period as Annexure-I
285 | E/S TO Sri E.Ramesh Kumar& others | GH NORTH | 28.05.2018 | 0.016348 | Submitted vide Distribution True-up petition for 3rd control Period as Annexure-I | Submitted vide Distribution True-up petition for 3rd control Period as Annexure-I
286 | HT TO LT E/S TO A SRIRAMA L,LTM161110007 | GH NORTH | 07.03.2019 | 0.0043504 | Submitted vide Distribution True-up petition for 3rd control Period as Annexure-I | Submitted vide Distribution True-up petition for 3rd control Period as Annexure-I
287 | ,CC90216763900 E/S ADDL LOAD TO S1006427 | GH NORTH | 21.12.2018 | 0.00022674 | Submitted vide Distribution True-up petition for 3rd control Period as Annexure-I | Submitted vide Distribution True-up petition for 3rd control Period as Annexure-I
288 | Addl-load-S6-862<(>,<)> CC91215690019 | GH NORTH | 07.01.2019 | 0.0002255 | Submitted vide Distribution True-up petition for 3rd control Period as Annexure-I | Submitted vide Distribution True-up petition for 3rd control Period as Annexure-I
289 | E/S TO L.Bharath reddy,LTM161160012 | GH NORTH | 20.10.2018 | 0.039044 | Submitted vide Distribution True-up petition for 3rd control Period as Annexure-I | Submitted vide Distribution True-up petition for 3rd control Period as Annexure-I
290 | E/S FOR LT ABCABLE IN PLACE OF damaged 3 | GH NORTH | 28.08.2018 | 0.013889 | Submitted vide Distribution True-up petition for 3rd control Period as Annexure-I | Submitted vide Distribution True-up petition for 3rd control Period as Annexure-I
291 | E/S TO N.Ramakrishna,LTM166460001 | GH NORTH | 05.10.2018 | 0.040327 | Submitted vide Distribution True-up petition for 3rd control Period as Annexure-I | Submitted vide Distribution True-up petition for 3rd control Period as Annexure-I
292 | E/S FOR LT ABCABLE IN PLACE OF damaged 3 | GH NORTH | 28.08.2018 | 0.014867 | Submitted vide Distribution True-up petition for 3rd control Period as Annexure-I | Submitted vide Distribution True-up petition for 3rd control Period as Annexure-I
293 | CC90216786599 E/S for Addl-Load to T.Sat | GH NORTH | 02.07.2018 | 0.00022674 | Submitted vide Distribution True-up petition for 3rd control Period as Annexure-I | Submitted vide Distribution True-up petition for 3rd control Period as Annexure-I
294 | CC90216799503 E/s for addl.load to Sri.T | GH NORTH | 02.07.2018 | 0.00022674 | Submitted vide Distribution True-up petition for 3rd control Period as Annexure-I | Submitted vide Distribution True-up petition for 3rd control Period as Annexure-I
295 | ,NR902161665812,NR902161665807,NR9021616 | GH NORTH | 10.07.2018 | 0.00042174 | Submitted vide Distribution True-up petition for 3rd control Period as Annexure-I | Submitted vide Distribution True-up petition for 3rd control Period as Annexure-I
296 | P.Ranga Reddy and othres | GH NORTH | 19.05.2018 | 0.021339 | Submitted vide Distribution True-up petition for 3rd control Period as Annexure-I | Submitted vide Distribution True-up petition for 3rd control Period as Annexure-I
297 | SRI. G.YESHWANTH REDDY | GH NORTH | 03.01.2019 | 0.00022605 | Submitted vide Distribution True-up petition for 3rd control Period as Annexure-I | Submitted vide Distribution True-up petition for 3rd control Period as Annexure-I
298 | E/S for Renovation of DTR plinth in Gen | GH NORTH | 07.05.2018 | 0.0035869 | Submitted vide Distribution True-up petition for 3rd control Period as Annexure-I | Submitted vide Distribution True-up petition for 3rd control Period as Annexure-I
299 | HT10113018, M/s:VIN PLAST DT:23.04.2016; | GH NORTH | 30.06.2018 | 0.0060115 | Submitted vide Distribution True-up petition for 3rd control Period as Annexure-I | Submitted vide Distribution True-up petition for 3rd control Period as Annexure-I
300 | PROVIDING OF ADDL.CKTs TO 6NOS EXISTING. | GH NORTH | 25.05.2018 | 0.018276 | Submitted vide Distribution True-up petition for 3rd control Period as Annexure-I | Submitted vide Distribution True-up petition for 3rd control Period as Annexure-I
301 | J RAMESWAR RAO,CC90216801282 | GH NORTH | 28.09.2018 | 0.018721 | Submitted vide Distribution True-up petition for 3rd control Period as Annexure-I | Submitted vide Distribution True-up petition for 3rd control Period as Annexure-I
302 | ERECTION OF NEW 100KVA DTR at Jana Reddy | GH NORTH | 08.10.2018 | 0.0090001 | Submitted vide Distribution True-up petition for 3rd control Period as Annexure-I | Submitted vide Distribution True-up petition for 3rd control Period as Annexure-I
303 | Derivation OF HT SERVICE HDN1276 to LT S | GH NORTH | 26.02.2019 | 0.0021233 | Submitted vide Distribution True-up petition for 3rd control Period as Annexure-I | Submitted vide Distribution True-up petition for 3rd control Period as Annexure-I
304 | MALABAR GOLD PVT LTD,HT11113442 | GH NORTH | 24.10.2018 | 0.02224 | Submitted vide Distribution True-up petition for 3rd control Period as Annexure-I | Submitted vide Distribution True-up petition for 3rd control Period as Annexure-I
305 | ,CC90216806573 TO CLUBBING OF SERVICES | GH NORTH | 22.12.2018 | 0.0011321 | Submitted vide Distribution True-up petition for 3rd control Period as Annexure-I | Submitted vide Distribution True-up petition for 3rd control Period as Annexure-I
306 | CC90216797883 ADDL LOAD TO V.SRIDHARAN | GH NORTH | 21.12.2018 | 0.00022674 | Submitted vide Distribution True-up petition for 3rd control Period as Annexure-I | Submitted vide Distribution True-up petition for 3rd control Period as Annexure-I
307 | ERECTION OF 11KV LINE AB SWITCHES O | GH NORTH | 08.08.2018 | 0.0092538 | Submitted vide Distribution True-up petition for 3rd control Period as Annexure-I | Submitted vide Distribution True-up petition for 3rd control Period as Annexure-I
308 | ERECTION OF 11KV LINE AB SWITCHESON 11K | GH NORTH | 26.05.2018 | 0.0098007 | Submitted vide Distribution True-up petition for 3rd control Period as Annexure-I | Submitted vide Distribution True-up petition for 3rd control Period as Annexure-I
309 | CC90215716398,The proposal for additiona | GH NORTH | 30.08.2018 | 0.00022798 | Submitted vide Distribution True-up petition for 3rd control Period as Annexure-I | Submitted vide Distribution True-up petition for 3rd control Period as Annexure-I
310 | CC90216817686 TO CLUBBING OF SERVICES | GH NORTH | 21.12.2018 | 0.0011321 | Submitted vide Distribution True-up petition for 3rd control Period as Annexure-I | Submitted vide Distribution True-up petition for 3rd control Period as Annexure-I
311 | Prov. of Additional Ckt to DTR's in PR | GH NORTH | 04.09.2018 | 0.012055 | Submitted vide Distribution True-up petition for 3rd control Period as Annexure-I | Submitted vide Distribution True-up petition for 3rd control Period as Annexure-I
312 | Prov. of Additional Ckt to DTR's in PR | GH NORTH | 13.12.2018 | 0.01195 | Submitted vide Distribution True-up petition for 3rd control Period as Annexure-I | Submitted vide Distribution True-up petition for 3rd control Period as Annexure-I
313 | prov. of 100 KVA Addl dtr at Govt SchoL | GH NORTH | 30.04.2018 | 0.026751 | Submitted vide Distribution True-up petition for 3rd control Period as Annexure-I | Submitted vide Distribution True-up petition for 3rd control Period as Annexure-I
314 | Bifurca of 1 no DTR's in PR Nagar secti. | GH NORTH | 15.12.2018 | 0.032872 | Submitted vide Distribution True-up petition for 3rd control Period as Annexure-I | Submitted vide Distribution True-up petition for 3rd control Period as Annexure-I
315 | Bifurca of 2 nos DTR's in PR Nagar sect. | GH NORTH | 07.08.2018 | 0.05282 | Submitted vide Distribution True-up petition for 3rd control Period as Annexure-I | Submitted vide Distribution True-up petition for 3rd control Period as Annexure-I
316 | E/S To SRI. M.RAJENDAR REDDY @ PANNEL | GH NORTH | 26.11.2018 | 0.001824 | Submitted vide Distribution True-up petition for 3rd control Period as Annexure-I | Submitted vide Distribution True-up petition for 3rd control Period as Annexure-I
317 | CC90216792904 E/S for Addl-Load to M/S I | GH NORTH | 09.07.2018 | 0.0011371 | Submitted vide Distribution True-up petition for 3rd control Period as Annexure-I | Submitted vide Distribution True-up petition for 3rd control Period as Annexure-I
318 | CC90216792924,E/S for Addl-Load to M/S I | GH NORTH | 09.07.2018 | 0.0011371 | Submitted vide Distribution True-up petition for 3rd control Period as Annexure-I | Submitted vide Distribution True-up petition for 3rd control Period as Annexure-I
319 | ,CC90216792935 E/S for Addl-Load to M/S | GH NORTH | 09.07.2018 | 0.0011383 | Submitted vide Distribution True-up petition for 3rd control Period as Annexure-I | Submitted vide Distribution True-up petition for 3rd control Period as Annexure-I
320 | CC90216792917 E/S for Addl-Load to M/S I | GH NORTH | 09.07.2018 | 0.00022674 | Submitted vide Distribution True-up petition for 3rd control Period as Annexure-I | Submitted vide Distribution True-up petition for 3rd control Period as Annexure-I
321 | E/S TO SRI G.DAYAKAR REDDY AND OTHERS | GH NORTH | 26.11.2018 | 0.028833 | Submitted vide Distribution True-up petition for 3rd control Period as Annexure-I | Submitted vide Distribution True-up petition for 3rd control Period as Annexure-I
322 | Cnst of North APTS Ofc Beside Klyngr Hyd | GH NORTH | 23.02.2019 | 0.36117 | Submitted vide Distribution True-up petition for 3rd control Period as Annexure-I | Submitted vide Distribution True-up petition for 3rd control Period as Annexure-I
323 | CC91216792542-RATO COMMUNICATIONS AND EL | GH NORTH | 04.01.2019 | -2.0485e-05 | Submitted vide Distribution True-up petition for 3rd control Period as Annexure-I | Submitted vide Distribution True-up petition for 3rd control Period as Annexure-I
324 | E/S TO SRI.B.SUDHAKAR REDDY @ ADDL | GH NORTH | 03.01.2019 | 0.00022637 | Submitted vide Distribution True-up petition for 3rd control Period as Annexure-I | Submitted vide Distribution True-up petition for 3rd control Period as Annexure-I
325 | E/S TO SIPRA MUKARJEE @ ADDL | GH NORTH | 02.01.2019 | 0.00022637 | Submitted vide Distribution True-up petition for 3rd control Period as Annexure-I | Submitted vide Distribution True-up petition for 3rd control Period as Annexure-I
326 | LTM161110015,E/S TO G.M.JAVEED & S.SULTH | GH NORTH | 29.08.2018 | 0.031018 | Submitted vide Distribution True-up petition for 3rd control Period as Annexure-I | Submitted vide Distribution True-up petition for 3rd control Period as Annexure-I
327 | E/S Supply to S V Laxmi Bai ,CC902168264 | GH NORTH | 13.11.2018 | 0.00020078 | Submitted vide Distribution True-up petition for 3rd control Period as Annexure-I | Submitted vide Distribution True-up petition for 3rd control Period as Annexure-I
328 | E/S TO SRI. M.RAVINDER @ ADDL | GH NORTH | 11.01.2019 | 0.00022637 | Submitted vide Distribution True-up petition for 3rd control Period as Annexure-I | Submitted vide Distribution True-up petition for 3rd control Period as Annexure-I
329 | E/S THOTA MUTHYALAMMA TEMPLE @ ADDL | GH NORTH | 03.01.2019 | 0.00022637 | Submitted vide Distribution True-up petition for 3rd control Period as Annexure-I | Submitted vide Distribution True-up petition for 3rd control Period as Annexure-I
330 | E/S TO SRI.K.SRINIVASA CHARY @ ADDL | GH NORTH | 29.01.2019 | 0.00022513 | Submitted vide Distribution True-up petition for 3rd control Period as Annexure-I | Submitted vide Distribution True-up petition for 3rd control Period as Annexure-I
331 | Add-load-S6-1734 | GH NORTH | 07.01.2019 | 0.0011371 | Submitted vide Distribution True-up petition for 3rd control Period as Annexure-I | Submitted vide Distribution True-up petition for 3rd control Period as Annexure-I
332 | SRI.G.VIJAY KUMAR@ Addl Load | GH NORTH | 03.01.2019 | 0.00022637 | Submitted vide Distribution True-up petition for 3rd control Period as Annexure-I | Submitted vide Distribution True-up petition for 3rd control Period as Annexure-I
333 | SRI.G.VIJAY KUMAR@ Addl Load | GH NORTH | 03.01.2019 | 0.00022637 | Submitted vide Distribution True-up petition for 3rd control Period as Annexure-I | Submitted vide Distribution True-up petition for 3rd control Period as Annexure-I
334 | Enhancement of Lingam PT from 100KVA t | GH NORTH | 03.12.2018 | 0.021006 | Submitted vide Distribution True-up petition for 3rd control Period as Annexure-I | Submitted vide Distribution True-up petition for 3rd control Period as Annexure-I
335 | ,CC90216731643 E/S for Addl ld to A50070 | GH NORTH | 20.12.2018 | 0.00022674 | Submitted vide Distribution True-up petition for 3rd control Period as Annexure-I | Submitted vide Distribution True-up petition for 3rd control Period as Annexure-I
336 | ,CC90216731646 E/S for Addl ld to A50070 | GH NORTH | 21.12.2018 | 0.00022674 | Submitted vide Distribution True-up petition for 3rd control Period as Annexure-I | Submitted vide Distribution True-up petition for 3rd control Period as Annexure-I
337 | ,CC90216735832, E/S for Addl ld to A5018 | GH NORTH | 21.12.2018 | 0.00022674 | Submitted vide Distribution True-up petition for 3rd control Period as Annexure-I | Submitted vide Distribution True-up petition for 3rd control Period as Annexure-I
338 | CC90216824943 Sri.V.Sankara rao | GH NORTH | 01.12.2018 | 0.02232 | Submitted vide Distribution True-up petition for 3rd control Period as Annexure-I | Submitted vide Distribution True-up petition for 3rd control Period as Annexure-I
339 | CC90216822003 CLUBBING OF SERVICES TO SM | GH NORTH | 22.12.2018 | 0.0011346 | Submitted vide Distribution True-up petition for 3rd control Period as Annexure-I | Submitted vide Distribution True-up petition for 3rd control Period as Annexure-I
340 | E/S TO M/S. INDUS TOWERS @CT METER | GH NORTH | 03.01.2019 | 0.0019375 | Submitted vide Distribution True-up petition for 3rd control Period as Annexure-I | Submitted vide Distribution True-up petition for 3rd control Period as Annexure-I
341 | CC90216839374 E/S ADDL LOAD A5029461 | GH NORTH | 22.12.2018 | 0.00022674 | Submitted vide Distribution True-up petition for 3rd control Period as Annexure-I | Submitted vide Distribution True-up petition for 3rd control Period as Annexure-I
342 | Replacement of LT poles (Hamalbasthi) | GH NORTH | 01.06.2018 | 0.0020248 | Submitted vide Distribution True-up petition for 3rd control Period as Annexure-I | Submitted vide Distribution True-up petition for 3rd control Period as Annexure-I
343 | BZ-25451, S.Srinivas | GH NORTH | 05.05.2018 | 0.0011383 | Submitted vide Distribution True-up petition for 3rd control Period as Annexure-I | Submitted vide Distribution True-up petition for 3rd control Period as Annexure-I
344 | CC90216742546 E/S for Addl-Load to M/S I | GH NORTH | 09.07.2018 | 0.0011383 | Submitted vide Distribution True-up petition for 3rd control Period as Annexure-I | Submitted vide Distribution True-up petition for 3rd control Period as Annexure-I
345 | E/S TO SAGAR D JETHWANI & OTHERS ,LTM16 | GH NORTH | 29.10.2018 | 0.028715 | Submitted vide Distribution True-up petition for 3rd control Period as Annexure-I | Submitted vide Distribution True-up petition for 3rd control Period as Annexure-I
346 | E/S TO Satya & others,LTM161160052 | GH NORTH | 31.08.2018 | 0.047098 | Submitted vide Distribution True-up petition for 3rd control Period as Annexure-I | Submitted vide Distribution True-up petition for 3rd control Period as Annexure-I
347 | Erect. 2nos 11KV 5 way RMU at Rd. 36, J | GH NORTH | 07.03.2019 | 0.21264 | Submitted vide Distribution True-up petition for 3rd control Period as Annexure-I | Submitted vide Distribution True-up petition for 3rd control Period as Annexure-I
348 | E/S for 11KV Sriramnagar feeder & part | GH NORTH | 03.05.2018 | 0.083466 | Submitted vide Distribution True-up petition for 3rd control Period as Annexure-I | Submitted vide Distribution True-up petition for 3rd control Period as Annexure-I
349 | Sardhinagar Feeder | GH NORTH | 01.10.2018 | 0.016609 | Submitted vide Distribution True-up petition for 3rd control Period as Annexure-I | Submitted vide Distribution True-up petition for 3rd control Period as Annexure-I
350 | ESI Staff Quaters Feeder | GH NORTH | 25.08.2018 | 0.014518 | Submitted vide Distribution True-up petition for 3rd control Period as Annexure-I | Submitted vide Distribution True-up petition for 3rd control Period as Annexure-I
351 | Hyderabad Central Feeder& Rajeevgandhi f | GH NORTH | 01.10.2018 | 0.014818 | Submitted vide Distribution True-up petition for 3rd control Period as Annexure-I | Submitted vide Distribution True-up petition for 3rd control Period as Annexure-I
352 | Durganagar colony Feeder | GH NORTH | 01.10.2018 | 0.009491 | Submitted vide Distribution True-up petition for 3rd control Period as Annexure-I | Submitted vide Distribution True-up petition for 3rd control Period as Annexure-I
353 | Vinayaka Nagar Feeder | GH NORTH | 01.10.2018 | 0.015498 | Submitted vide Distribution True-up petition for 3rd control Period as Annexure-I | Submitted vide Distribution True-up petition for 3rd control Period as Annexure-I
354 | E/S Supply to Raghunatha babu,CC90216821 | GH NORTH | 27.08.2018 | 0.00022674 | Submitted vide Distribution True-up petition for 3rd control Period as Annexure-I | Submitted vide Distribution True-up petition for 3rd control Period as Annexure-I
355 | CC90216843054 TO ADDL LOAD SHAIL MEHTA | GH NORTH | 22.12.2018 | 0.0011371 | Submitted vide Distribution True-up petition for 3rd control Period as Annexure-I | Submitted vide Distribution True-up petition for 3rd control Period as Annexure-I
356 | CC90216829459 TO GUNTUPALLI BHARATHI ADD | GH NORTH | 22.12.2018 | 0.0011371 | Submitted vide Distribution True-up petition for 3rd control Period as Annexure-I | Submitted vide Distribution True-up petition for 3rd control Period as Annexure-I
357 | Estimate for Re-conductring on 11KV YADA | GH NORTH | 09.05.2018 | 0.031399 | Submitted vide Distribution True-up petition for 3rd control Period as Annexure-I | Submitted vide Distribution True-up petition for 3rd control Period as Annexure-I
358 | E/S TO AVN RAJU,CC90216815581 | GH NORTH | 05.09.2018 | 0.0018508 | Submitted vide Distribution True-up petition for 3rd control Period as Annexure-I | Submitted vide Distribution True-up petition for 3rd control Period as Annexure-I
359 | RELEASING OF ADDL LOAD Sri P.Laxmi H.No | GH NORTH | 22.05.2018 | 0.00022605 | Submitted vide Distribution True-up petition for 3rd control Period as Annexure-I | Submitted vide Distribution True-up petition for 3rd control Period as Annexure-I
360 | M/S DSR BUILDERS&DEVELOPERS,HT11612768 | GH NORTH | 06.10.2018 | 0.038083 | Submitted vide Distribution True-up petition for 3rd control Period as Annexure-I | Submitted vide Distribution True-up petition for 3rd control Period as Annexure-I
361 | E/S TO Improvement DTR in JUBILEEHILLS | GH NORTH | 31.08.2018 | 0.027481 | Submitted vide Distribution True-up petition for 3rd control Period as Annexure-I | Submitted vide Distribution True-up petition for 3rd control Period as Annexure-I
362 | E/S SUPPLY TO DHARAM CHAND, ,NR902161805 | GH NORTH | 30.08.2018 | 0.021721 | Submitted vide Distribution True-up petition for 3rd control Period as Annexure-I | Submitted vide Distribution True-up petition for 3rd control Period as Annexure-I
363 | E/s for 25 KVA to G.Vijaya Laxmi | GH NORTH | 30.10.2018 | 0.012813 | Submitted vide Distribution True-up petition for 3rd control Period as Annexure-I | Submitted vide Distribution True-up petition for 3rd control Period as Annexure-I
364 | E/s for 100kva Sharekhan Basthi | GH NORTH | 08.03.2019 | 0.038942 | Submitted vide Distribution True-up petition for 3rd control Period as Annexure-I | Submitted vide Distribution True-up petition for 3rd control Period as Annexure-I
365 | E/S FOR ERECTION OF 160KVA OPP PRAJAY CO | GH NORTH | 05.10.2018 | 0.020124 | Submitted vide Distribution True-up petition for 3rd control Period as Annexure-I | Submitted vide Distribution True-up petition for 3rd control Period as Annexure-I
366 | Erection of poles on different | GH NORTH | 08.02.2019 | 0.018846 | Submitted vide Distribution True-up petition for 3rd control Period as Annexure-I | Submitted vide Distribution True-up petition for 3rd control Period as Annexure-I
367 | Est.to M/S INDUS TOWERS LTD (Addl.Load) | GH NORTH | 03.10.2018 | 0.0002255 | Submitted vide Distribution True-up petition for 3rd control Period as Annexure-I | Submitted vide Distribution True-up petition for 3rd control Period as Annexure-I
368 | Enhan 100 KVA to 160 KVA -Manoj plastics | GH NORTH | 03.08.2018 | 0.021096 | Submitted vide Distribution True-up petition for 3rd control Period as Annexure-I | Submitted vide Distribution True-up petition for 3rd control Period as Annexure-I
369 | Replacemetof1NosCTPT2element with 3eleme | GH NORTH | 18.07.2018 | 0.00055641 | Submitted vide Distribution True-up petition for 3rd control Period as Annexure-I | Submitted vide Distribution True-up petition for 3rd control Period as Annexure-I
370 | Replacement of existing 2-Element CTPT | GH NORTH | 30.04.2018 | 0.017218 | Submitted vide Distribution True-up petition for 3rd control Period as Annexure-I | Submitted vide Distribution True-up petition for 3rd control Period as Annexure-I
371 | SAMBASIVA ENTER PRISES PVT LT,HT64613667 | GH NORTH | 30.07.2018 | 0.048408 | Submitted vide Distribution True-up petition for 3rd control Period as Annexure-I | Submitted vide Distribution True-up petition for 3rd control Period as Annexure-I
372 | E/s to Smt K Geetha | GH NORTH | 05.11.2018 | 0.00028116 | Submitted vide Distribution True-up petition for 3rd control Period as Annexure-I | Submitted vide Distribution True-up petition for 3rd control Period as Annexure-I
373 | Enhan 160 KVA to 315 KVA - TAJ WELD | GH NORTH | 28.04.2018 | 0.056035 | Submitted vide Distribution True-up petition for 3rd control Period as Annexure-I | Submitted vide Distribution True-up petition for 3rd control Period as Annexure-I
374 | Enhan 160 KVA to 315 KVA -Wonder fans | GH NORTH | 30.07.2018 | 0.067383 | Submitted vide Distribution True-up petition for 3rd control Period as Annexure-I | Submitted vide Distribution True-up petition for 3rd control Period as Annexure-I
375 | Enhancment 160 KVA to 315 KVA -Swamy off | GH NORTH | 30.07.2018 | 0.067383 | Submitted vide Distribution True-up petition for 3rd control Period as Annexure-I | Submitted vide Distribution True-up petition for 3rd control Period as Annexure-I
376 | Erection of 1No. Line AB Switch on 11KV | GH NORTH | 06.08.2018 | 0.0064844 | Submitted vide Distribution True-up petition for 3rd control Period as Annexure-I | Submitted vide Distribution True-up petition for 3rd control Period as Annexure-I
377 | LTM161110020 TO MEGASRI DUKES CONSTRUCTI | GH NORTH | 07.03.2019 | 0.033243 | Submitted vide Distribution True-up petition for 3rd control Period as Annexure-I | Submitted vide Distribution True-up petition for 3rd control Period as Annexure-I
378 | E/S TO Sri Sai construction,LTM166460011 | GH NORTH | 30.07.2018 | 0.02876 | Submitted vide Distribution True-up petition for 3rd control Period as Annexure-I | Submitted vide Distribution True-up petition for 3rd control Period as Annexure-I
379 | ,CC90216775351 E/S for Addl-Load to G.Jy | GH NORTH | 26.05.2018 | 0.00022613 | Submitted vide Distribution True-up petition for 3rd control Period as Annexure-I | Submitted vide Distribution True-up petition for 3rd control Period as Annexure-I
380 | CC90216869961 TO E/S ADDL LOAD OF A50150 | GH NORTH | 22.12.2018 | 0.0011371 | Submitted vide Distribution True-up petition for 3rd control Period as Annexure-I | Submitted vide Distribution True-up petition for 3rd control Period as Annexure-I
381 | E/S To SRI.G RAMANA REDDY @ PANNEL | GH NORTH | 27.11.2018 | 0.0027428 | Submitted vide Distribution True-up petition for 3rd control Period as Annexure-I | Submitted vide Distribution True-up petition for 3rd control Period as Annexure-I
382 | E/S To SRI. B.C.GAUTAM@ PANNEL | GH NORTH | 22.12.2018 | 0.0026046 | Submitted vide Distribution True-up petition for 3rd control Period as Annexure-I | Submitted vide Distribution True-up petition for 3rd control Period as Annexure-I
383 | E/S TO K SRINIVASA RAJU,HT64613939 | GH NORTH | 30.07.2018 | 0.034882 | Submitted vide Distribution True-up petition for 3rd control Period as Annexure-I | Submitted vide Distribution True-up petition for 3rd control Period as Annexure-I
384 | E/S TO P.K. VISWESHWAR RAO & 25KVA DTR< | GH NORTH | 29.01.2019 | 0.02595 | Submitted vide Distribution True-up petition for 3rd control Period as Annexure-I | Submitted vide Distribution True-up petition for 3rd control Period as Annexure-I
385 | Interlinking of 11KV City center to 11KV | GH NORTH | 08.02.2019 | 0.0096402 | Submitted vide Distribution True-up petition for 3rd control Period as Annexure-I | Submitted vide Distribution True-up petition for 3rd control Period as Annexure-I
386 | LTM161110023 E/S TO NEENA GOYAL & OTHERS | GH NORTH | 31.08.2018 | 0.071421 | Submitted vide Distribution True-up petition for 3rd control Period as Annexure-I | Submitted vide Distribution True-up petition for 3rd control Period as Annexure-I
387 | Enhancement of 250 KVA Banjara Nagar Han | GH NORTH | 08.03.2019 | 0.060331 | Submitted vide Distribution True-up petition for 3rd control Period as Annexure-I | Submitted vide Distribution True-up petition for 3rd control Period as Annexure-I
388 | Estimate for 11KV 3-Way RMU in Gymkhan | GH NORTH | 29.10.2018 | 0.8357 | Submitted vide Distribution True-up petition for 3rd control Period as Annexure-I | Submitted vide Distribution True-up petition for 3rd control Period as Annexure-I
389 | E/s for Dismantle of 6 No's damaged PSCC | GH NORTH | 05.05.2018 | 0.010868 | Submitted vide Distribution True-up petition for 3rd control Period as Annexure-I | Submitted vide Distribution True-up petition for 3rd control Period as Annexure-I
390 | A.K.VARMA & OTHERS,HT11114172 | GH NORTH | 24.10.2018 | 0.025723 | Submitted vide Distribution True-up petition for 3rd control Period as Annexure-I | Submitted vide Distribution True-up petition for 3rd control Period as Annexure-I
391 | HT10613252 dt. 19.05.2016(M/s. State Ban | GH NORTH | 03.08.2018 | 0.021173 | Submitted vide Distribution True-up petition for 3rd control Period as Annexure-I | Submitted vide Distribution True-up petition for 3rd control Period as Annexure-I
392 | Estimate for 11KV FPI in Gymkhana sec | GH NORTH | 07.08.2018 | 0.17906 | Submitted vide Distribution True-up petition for 3rd control Period as Annexure-I | Submitted vide Distribution True-up petition for 3rd control Period as Annexure-I
393 | Estimate for 11KV FPI in karkhana sec. | GH NORTH | 07.08.2018 | 0.11511 | Submitted vide Distribution True-up petition for 3rd control Period as Annexure-I | Submitted vide Distribution True-up petition for 3rd control Period as Annexure-I
394 | Estimate for 11KV 5-way RMU in Gymkhana | GH NORTH | 07.10.2018 | 0.15181 | Submitted vide Distribution True-up petition for 3rd control Period as Annexure-I | Submitted vide Distribution True-up petition for 3rd control Period as Annexure-I
395 | Estimate for 11KV FPI , Maredpally | GH NORTH | 31.07.2018 | 0.19831 | Submitted vide Distribution True-up petition for 3rd control Period as Annexure-I | Submitted vide Distribution True-up petition for 3rd control Period as Annexure-I
396 | Re Location of 1No existing 100KVA DTR a | GH NORTH | 03.11.2018 | 0.0091922 | Submitted vide Distribution True-up petition for 3rd control Period as Annexure-I | Submitted vide Distribution True-up petition for 3rd control Period as Annexure-I
397 | Re Location of 1No existing 100KVA DTR a | GH NORTH | 21.12.2018 | 0.0097875 | Submitted vide Distribution True-up petition for 3rd control Period as Annexure-I | Submitted vide Distribution True-up petition for 3rd control Period as Annexure-I
398 | E/S tO Stringing of 16sqmm J"Hills | GH NORTH | 31.08.2018 | 0.026544 | Submitted vide Distribution True-up petition for 3rd control Period as Annexure-I | Submitted vide Distribution True-up petition for 3rd control Period as Annexure-I
399 | E/S to Sri. P.Mahendra Reddy & Others,LT | GH NORTH | 04.09.2018 | 0.086642 | Submitted vide Distribution True-up petition for 3rd control Period as Annexure-I | Submitted vide Distribution True-up petition for 3rd control Period as Annexure-I
400 | Estimate for 11KV 3-Way motorized SCADA. | GH NORTH | 31.07.2018 | 1.0256 | Submitted vide Distribution True-up petition for 3rd control Period as Annexure-I | Submitted vide Distribution True-up petition for 3rd control Period as Annexure-I
401 | E/S TO SRI.RAVINDRANATH BABU @ ADDL | GH NORTH | 02.01.2019 | 0.00022637 | Submitted vide Distribution True-up petition for 3rd control Period as Annexure-I | Submitted vide Distribution True-up petition for 3rd control Period as Annexure-I
402 | E/S for 8 Spans of 11 KV OH Line on 11KV | GH NORTH | 30.04.2018 | 0.011024 | Submitted vide Distribution True-up petition for 3rd control Period as Annexure-I | Submitted vide Distribution True-up petition for 3rd control Period as Annexure-I
403 | Enhancement of ZAHRA NAGAR MOSQUE PT fro | GH NORTH | 09.10.2018 | 0.071655 | Submitted vide Distribution True-up petition for 3rd control Period as Annexure-I | Submitted vide Distribution True-up petition for 3rd control Period as Annexure-I
404 | CC90216868817, CC90216868827 DT: 19.09.2 | GH NORTH | 09.10.2018 | 0.026665 | Submitted vide Distribution True-up petition for 3rd control Period as Annexure-I | Submitted vide Distribution True-up petition for 3rd control Period as Annexure-I
405 | HT99913832 M/s Raaga Organics<(>,<)> | GH NORTH | 29.05.2018 | 0.0060245 | Submitted vide Distribution True-up petition for 3rd control Period as Annexure-I | Submitted vide Distribution True-up petition for 3rd control Period as Annexure-I
406 | E/S Supply to ShilpaReddy,LTM161230012 | GH NORTH | 25.08.2018 | 0.00020327 | Submitted vide Distribution True-up petition for 3rd control Period as Annexure-I | Submitted vide Distribution True-up petition for 3rd control Period as Annexure-I
407 | e/s for erection of Panel Board for 3 no | GH NORTH | 03.11.2018 | 0.0021973 | Submitted vide Distribution True-up petition for 3rd control Period as Annexure-I | Submitted vide Distribution True-up petition for 3rd control Period as Annexure-I
408 | HT10914493 of M/s: S.S.R Enterprises Un | GH NORTH | 23.09.2018 | 0.0048869 | Submitted vide Distribution True-up petition for 3rd control Period as Annexure-I | Submitted vide Distribution True-up petition for 3rd control Period as Annexure-I
409 | E/S SUPPLY TO Vinayaka Rao,CC90215702189 | GH NORTH | 05.09.2018 | 0.0010247 | Submitted vide Distribution True-up petition for 3rd control Period as Annexure-I | Submitted vide Distribution True-up petition for 3rd control Period as Annexure-I
410 | E/S Supply to Chiranjeevi,NR902161663423 | GH NORTH | 25.08.2018 | 0.0010592 | Submitted vide Distribution True-up petition for 3rd control Period as Annexure-I | Submitted vide Distribution True-up petition for 3rd control Period as Annexure-I
411 | E/S Supply to Lalitha Jayanthi,CC9021680 | GH NORTH | 05.09.2018 | 0.0011346 | Submitted vide Distribution True-up petition for 3rd control Period as Annexure-I | Submitted vide Distribution True-up petition for 3rd control Period as Annexure-I
412 | LT TO HT OF G V KRISHNA REDDY, HT1111374 | GH NORTH | 24.10.2018 | 0.02194 | Submitted vide Distribution True-up petition for 3rd control Period as Annexure-I | Submitted vide Distribution True-up petition for 3rd control Period as Annexure-I
413 | Estimate for 11KV 5 WAY RMU, Lalaguda | GH NORTH | 09.02.2019 | 0.038483 | Submitted vide Distribution True-up petition for 3rd control Period as Annexure-I | Submitted vide Distribution True-up petition for 3rd control Period as Annexure-I
414 | Estimate for 11KV 3 WAY RMU, Parsigutta | GH NORTH | 28.10.2018 | 0.28394 | Submitted vide Distribution True-up petition for 3rd control Period as Annexure-I | Submitted vide Distribution True-up petition for 3rd control Period as Annexure-I
415 | Estimate for 11KV 3-way RMU in Karkhana | GH NORTH | 03.11.2018 | 0.45562 | Submitted vide Distribution True-up petition for 3rd control Period as Annexure-I | Submitted vide Distribution True-up petition for 3rd control Period as Annexure-I
416 | Estimate for 11KV Auto Reclousers Lalag | GH NORTH | 08.10.2018 | 0.31966 | Submitted vide Distribution True-up petition for 3rd control Period as Annexure-I | Submitted vide Distribution True-up petition for 3rd control Period as Annexure-I
417 | Estimate for 11KV 3 WAY RMU,Tarnaka | GH NORTH | 09.07.2018 | 0.69319 | Submitted vide Distribution True-up petition for 3rd control Period as Annexure-I | Submitted vide Distribution True-up petition for 3rd control Period as Annexure-I
418 | Estimate for 11KV 3 WAY RMU , P.R.Nagar | GH NORTH | 03.11.2018 | 0.56512 | Submitted vide Distribution True-up petition for 3rd control Period as Annexure-I | Submitted vide Distribution True-up petition for 3rd control Period as Annexure-I
419 | Estimate for 11KV 3-Way RMU i Bible Hou | GH NORTH | 26.07.2018 | 0.097012 | Submitted vide Distribution True-up petition for 3rd control Period as Annexure-I | Submitted vide Distribution True-up petition for 3rd control Period as Annexure-I
420 | Estimate for 11KV FPI, Lalaguda. | GH NORTH | 04.09.2018 | 0.025864 | Submitted vide Distribution True-up petition for 3rd control Period as Annexure-I | Submitted vide Distribution True-up petition for 3rd control Period as Annexure-I
421 | Estimate for 11KV FPI in SITHAPALMANDI | GH NORTH | 09.07.2018 | 0.038377 | Submitted vide Distribution True-up petition for 3rd control Period as Annexure-I | Submitted vide Distribution True-up petition for 3rd control Period as Annexure-I
422 | LTM161060046 of Sri N. PRANEETH. | GH NORTH | 03.08.2018 | 0.02333 | Submitted vide Distribution True-up petition for 3rd control Period as Annexure-I | Submitted vide Distribution True-up petition for 3rd control Period as Annexure-I
423 | E/S TO Sri L Sathi Reddy | GH NORTH | 02.06.2018 | 0.0076137 | Submitted vide Distribution True-up petition for 3rd control Period as Annexure-I | Submitted vide Distribution True-up petition for 3rd control Period as Annexure-I
424 | E/s to M/s.Jaipalreddy Engg<(>&<)>Builde | GH NORTH | 05.06.2018 | 0.015928 | Submitted vide Distribution True-up petition for 3rd control Period as Annexure-I | Submitted vide Distribution True-up petition for 3rd control Period as Annexure-I
425 | Erection of 3 no's AB switches at variou | GH NORTH | 04.08.2018 | 0.018194 | Submitted vide Distribution True-up petition for 3rd control Period as Annexure-I | Submitted vide Distribution True-up petition for 3rd control Period as Annexure-I
426 | Peeli darga Feeder | GH NORTH | 02.11.2018 | 0.015102 | Submitted vide Distribution True-up petition for 3rd control Period as Annexure-I | Submitted vide Distribution True-up petition for 3rd control Period as Annexure-I
427 | E/S OF SUPPLY TO Sri P KUTUMBA RAO,CC902 | GH NORTH | 05.09.2018 | 0.00064911 | Submitted vide Distribution True-up petition for 3rd control Period as Annexure-I | Submitted vide Distribution True-up petition for 3rd control Period as Annexure-I
428 | CC90216854176 E/S TO G.JAYA LAKSHIMI | GH NORTH | 04.01.2019 | 0.0010594 | Submitted vide Distribution True-up petition for 3rd control Period as Annexure-I | Submitted vide Distribution True-up petition for 3rd control Period as Annexure-I
429 | LTM161730016 M/S VENKAT SAI CONSTRUCTION | GH NORTH | 26.11.2018 | 0.0026574 | Submitted vide Distribution True-up petition for 3rd control Period as Annexure-I | Submitted vide Distribution True-up petition for 3rd control Period as Annexure-I
430 | ,CC90316810594 | GH NORTH | 10.04.2018 | 0.00022605 | Submitted vide Distribution True-up petition for 3rd control Period as Annexure-I | Submitted vide Distribution True-up petition for 3rd control Period as Annexure-I
431 | e/s for replacement of Damaged,Bent & Ru | GH NORTH | 26.05.2018 | 0.0086706 | Submitted vide Distribution True-up petition for 3rd control Period as Annexure-I | Submitted vide Distribution True-up petition for 3rd control Period as Annexure-I
432 | E/S Construction of coloum plinth to APN | GH NORTH | 02.11.2018 | 0.0072232 | Submitted vide Distribution True-up petition for 3rd control Period as Annexure-I | Submitted vide Distribution True-up petition for 3rd control Period as Annexure-I
433 | E/S Construction of coloum plinth at TAG | GH NORTH | 06.11.2018 | 0.0070934 | Submitted vide Distribution True-up petition for 3rd control Period as Annexure-I | Submitted vide Distribution True-up petition for 3rd control Period as Annexure-I
434 | E/S Construction of coloum plinth at Moh | GH NORTH | 02.11.2018 | 0.0055868 | Submitted vide Distribution True-up petition for 3rd control Period as Annexure-I | Submitted vide Distribution True-up petition for 3rd control Period as Annexure-I
435 | e/s for replacement of Damaged,Bent & Ru | GH NORTH | 07.09.2018 | 0.0068491 | Submitted vide Distribution True-up petition for 3rd control Period as Annexure-I | Submitted vide Distribution True-up petition for 3rd control Period as Annexure-I
436 | E/S Construction of coloum plinth at sit | GH NORTH | 02.11.2018 | 0.0057393 | Submitted vide Distribution True-up petition for 3rd control Period as Annexure-I | Submitted vide Distribution True-up petition for 3rd control Period as Annexure-I
437 | e/s for replacement of Damaged,Bent & Ru | GH NORTH | 06.11.2018 | 0.0075534 | Submitted vide Distribution True-up petition for 3rd control Period as Annexure-I | Submitted vide Distribution True-up petition for 3rd control Period as Annexure-I
438 | e/s for replacement of Damaged,Bent & Ru | GH NORTH | 07.09.2018 | 0.0075429 | Submitted vide Distribution True-up petition for 3rd control Period as Annexure-I | Submitted vide Distribution True-up petition for 3rd control Period as Annexure-I
439 | Kalyannagar Park Feeder | GH NORTH | 04.08.2018 | 0.040532 | Submitted vide Distribution True-up petition for 3rd control Period as Annexure-I | Submitted vide Distribution True-up petition for 3rd control Period as Annexure-I
440 | E/S TO M/s SRI SAI SRINIVASA Constructi | GH NORTH | 03.01.2019 | 0.031324 | Submitted vide Distribution True-up petition for 3rd control Period as Annexure-I | Submitted vide Distribution True-up petition for 3rd control Period as Annexure-I
441 | Estimation for providing of LT AB cable | GH NORTH | 27.02.2019 | 0.018966 | Submitted vide Distribution True-up petition for 3rd control Period as Annexure-I | Submitted vide Distribution True-up petition for 3rd control Period as Annexure-I
442 | CC90216844663 TO BSNL SC NO A5026288<(>, | GH NORTH | 22.12.2018 | 0.00022616 | Submitted vide Distribution True-up petition for 3rd control Period as Annexure-I | Submitted vide Distribution True-up petition for 3rd control Period as Annexure-I
443 | E/S TO M/s.LEELAA PROJECTS PVT LTD ,LTM1 | GH NORTH | 02.01.2019 | 0.028963 | Submitted vide Distribution True-up petition for 3rd control Period as Annexure-I | Submitted vide Distribution True-up petition for 3rd control Period as Annexure-I
444 | Karecard solutions 5 nos ,LTM161040007 | GH NORTH | 10.05.2018 | 0.018652 | Submitted vide Distribution True-up petition for 3rd control Period as Annexure-I | Submitted vide Distribution True-up petition for 3rd control Period as Annexure-I
445 | E/S TO M/S.DEV BHOOMI REALTOR,HT64613834 | GH NORTH | 28.11.2018 | 3.3943 | Submitted vide Distribution True-up petition for 3rd control Period as Annexure-I | Submitted vide Distribution True-up petition for 3rd control Period as Annexure-I
446 | CC90216862156 E/S TO ADDL LOAD OF A20038 | GH NORTH | 22.12.2018 | 0.0011371 | Submitted vide Distribution True-up petition for 3rd control Period as Annexure-I | Submitted vide Distribution True-up petition for 3rd control Period as Annexure-I
447 | Repl. of 2Element CTPT Sets to 3Element | GH NORTH | 24.01.2019 | 0.017269 | Submitted vide Distribution True-up petition for 3rd control Period as Annexure-I | Submitted vide Distribution True-up petition for 3rd control Period as Annexure-I
448 | LTM161110022 TO AMJAD ALI MIR | GH NORTH | 31.08.2018 | 0.030596 | Submitted vide Distribution True-up petition for 3rd control Period as Annexure-I | Submitted vide Distribution True-up petition for 3rd control Period as Annexure-I
449 | NANDAGIRI JUBILEE VIEW RESIDEN CONSUMER | GH NORTH | 28.09.2018 | 0.033511 | Submitted vide Distribution True-up petition for 3rd control Period as Annexure-I | Submitted vide Distribution True-up petition for 3rd control Period as Annexure-I
450 | CC90216900904 E/s for Addl.load to Sri.R | GH NORTH | 03.07.2018 | 0.00022607 | Submitted vide Distribution True-up petition for 3rd control Period as Annexure-I | Submitted vide Distribution True-up petition for 3rd control Period as Annexure-I
451 | CC90216885858 E/S TO B.ANANTHAMMA (A5011 | GH NORTH | 22.12.2018 | 0.00022613 | Submitted vide Distribution True-up petition for 3rd control Period as Annexure-I | Submitted vide Distribution True-up petition for 3rd control Period as Annexure-I
452 | Derivation OF M/s. Software Solution In | GH NORTH | 26.02.2019 | 0.00062644 | Submitted vide Distribution True-up petition for 3rd control Period as Annexure-I | Submitted vide Distribution True-up petition for 3rd control Period as Annexure-I
453 | CC91216871318,CC91216871316,CC912168745 | GH NORTH | 29.01.2019 | 0.019741 | Submitted vide Distribution True-up petition for 3rd control Period as Annexure-I | Submitted vide Distribution True-up petition for 3rd control Period as Annexure-I
454 | CC90216886017,CC90216886016,CC9021688601 | GH NORTH | 22.12.2018 | 0.026795 | Submitted vide Distribution True-up petition for 3rd control Period as Annexure-I | Submitted vide Distribution True-up petition for 3rd control Period as Annexure-I
455 | Re-conductoring OF 11KV Colgate FEEDER @ | GH NORTH | 01.05.2018 | 0.033426 | Submitted vide Distribution True-up petition for 3rd control Period as Annexure-I | Submitted vide Distribution True-up petition for 3rd control Period as Annexure-I
456 | Re-conductoring OF 11KV IE FEEDER @ CBD/ | GH NORTH | 01.05.2018 | 0.033353 | Submitted vide Distribution True-up petition for 3rd control Period as Annexure-I | Submitted vide Distribution True-up petition for 3rd control Period as Annexure-I
457 | Re-conductoring OF 11KV RAJ FOOD FEEDER | GH NORTH | 01.05.2018 | 0.033455 | Submitted vide Distribution True-up petition for 3rd control Period as Annexure-I | Submitted vide Distribution True-up petition for 3rd control Period as Annexure-I
458 | Re-conductoring OF 11KV SONY COMPLEX FEE | GH NORTH | 01.05.2018 | 0.03331 | Submitted vide Distribution True-up petition for 3rd control Period as Annexure-I | Submitted vide Distribution True-up petition for 3rd control Period as Annexure-I
459 | Re-conductoring OF 11KV VIJAYA ELECTRICA | GH NORTH | 01.05.2018 | 0.031843 | Submitted vide Distribution True-up petition for 3rd control Period as Annexure-I | Submitted vide Distribution True-up petition for 3rd control Period as Annexure-I
460 | Re-conductoring OF 11KV NAGARJUNA SIGNOD | GH NORTH | 01.05.2018 | 0.033436 | Submitted vide Distribution True-up petition for 3rd control Period as Annexure-I | Submitted vide Distribution True-up petition for 3rd control Period as Annexure-I
461 | CC90216900942,CC90216900938,CC902169009 | GH NORTH | 08.05.2018 | 0.026794 | Submitted vide Distribution True-up petition for 3rd control Period as Annexure-I | Submitted vide Distribution True-up petition for 3rd control Period as Annexure-I
462 | CC91216908508, M/S.I ELECTRICALS | GH NORTH | 08.01.2019 | 0.0011371 | Submitted vide Distribution True-up petition for 3rd control Period as Annexure-I | Submitted vide Distribution True-up petition for 3rd control Period as Annexure-I
463 | CC91216904224-ElBEE Tools 50HP | GH NORTH | 05.09.2018 | 0.0010291 | Submitted vide Distribution True-up petition for 3rd control Period as Annexure-I | Submitted vide Distribution True-up petition for 3rd control Period as Annexure-I
464 | CC91216904227-Katragadda Industries 29HP | GH NORTH | 05.09.2018 | 0.0010291 | Submitted vide Distribution True-up petition for 3rd control Period as Annexure-I | Submitted vide Distribution True-up petition for 3rd control Period as Annexure-I
465 | Enhancement of Rambabu IAS (1607011008) | GH NORTH | 23.02.2019 | 0.026098 | Submitted vide Distribution True-up petition for 3rd control Period as Annexure-I | Submitted vide Distribution True-up petition for 3rd control Period as Annexure-I
466 | Enhancement of G.S.COLONY COMMUNITY HALL | GH NORTH | 05.03.2019 | 0.020449 | Submitted vide Distribution True-up petition for 3rd control Period as Annexure-I | Submitted vide Distribution True-up petition for 3rd control Period as Annexure-I
467 | CC90216910014 ADDL LOAD E/S TO SYED BABA | GH NORTH | 22.12.2018 | 0.00022616 | Submitted vide Distribution True-up petition for 3rd control Period as Annexure-I | Submitted vide Distribution True-up petition for 3rd control Period as Annexure-I
468 | addl.load to PZ003255 (1-PH TO 3-PH) | GH NORTH | 28.09.2018 | 0.00022607 | Submitted vide Distribution True-up petition for 3rd control Period as Annexure-I | Submitted vide Distribution True-up petition for 3rd control Period as Annexure-I
469 | E/S TO Sri A.VENKATA RAJA , LTM161200019 | GH NORTH | 27.08.2018 | 0.00028116 | Submitted vide Distribution True-up petition for 3rd control Period as Annexure-I | Submitted vide Distribution True-up petition for 3rd control Period as Annexure-I
470 | M/S. GSR HOTELS ,HT11114557 | GH NORTH | 30.10.2018 | 0.0049367 | Submitted vide Distribution True-up petition for 3rd control Period as Annexure-I | Submitted vide Distribution True-up petition for 3rd control Period as Annexure-I
471 | CC90216907787 Addl-Load to K.Sambashiva | GH NORTH | 02.07.2018 | 0.00022607 | Submitted vide Distribution True-up petition for 3rd control Period as Annexure-I | Submitted vide Distribution True-up petition for 3rd control Period as Annexure-I
472 | Additional Circuits on Various DTR's @ R | GH NORTH | 26.05.2018 | 0.029432 | Submitted vide Distribution True-up petition for 3rd control Period as Annexure-I | Submitted vide Distribution True-up petition for 3rd control Period as Annexure-I
473 | V.VENKATESH & OTHERS,HT11610607 | GH NORTH | 05.10.2018 | 0.02075 | Submitted vide Distribution True-up petition for 3rd control Period as Annexure-I | Submitted vide Distribution True-up petition for 3rd control Period as Annexure-I
474 | The proposal for replacement of 8 No's D | GH NORTH | 08.05.2018 | 0.0057454 | Submitted vide Distribution True-up petition for 3rd control Period as Annexure-I | Submitted vide Distribution True-up petition for 3rd control Period as Annexure-I
475 | The proposal for replacement of 8 No's D | GH NORTH | 26.05.2018 | 0.0073096 | Submitted vide Distribution True-up petition for 3rd control Period as Annexure-I | Submitted vide Distribution True-up petition for 3rd control Period as Annexure-I
476 | Erection of poles on different | GH NORTH | 08.02.2019 | 0.018197 | Submitted vide Distribution True-up petition for 3rd control Period as Annexure-I | Submitted vide Distribution True-up petition for 3rd control Period as Annexure-I
477 | M/s Techno Infratech Projects,HT64614769 | GH NORTH | 08.10.2018 | 0.018341 | Submitted vide Distribution True-up petition for 3rd control Period as Annexure-I | Submitted vide Distribution True-up petition for 3rd control Period as Annexure-I
478 | LTM161100009 Sri. Singarapu Hanmantha Ra | GH NORTH | 10.05.2018 | 0.021457 | Submitted vide Distribution True-up petition for 3rd control Period as Annexure-I | Submitted vide Distribution True-up petition for 3rd control Period as Annexure-I
479 | Addl CKT 100 KVA SRT Nagar-I & Improveme | GH NORTH | 30.04.2018 | 0.01126 | Submitted vide Distribution True-up petition for 3rd control Period as Annexure-I | Submitted vide Distribution True-up petition for 3rd control Period as Annexure-I
480 | 1-PH cable to 3-PH Cable | GH NORTH | 30.04.2018 | 0.023447 | Submitted vide Distribution True-up petition for 3rd control Period as Annexure-I | Submitted vide Distribution True-up petition for 3rd control Period as Annexure-I
481 | Re-conductoring OF 11KV Air Force FEEDER | GH NORTH | 30.04.2018 | 0.023478 | Submitted vide Distribution True-up petition for 3rd control Period as Annexure-I | Submitted vide Distribution True-up petition for 3rd control Period as Annexure-I
482 | Re-conductoring OF 11KV Air Force FEEDER | GH NORTH | 30.04.2018 | 0.025762 | Submitted vide Distribution True-up petition for 3rd control Period as Annexure-I | Submitted vide Distribution True-up petition for 3rd control Period as Annexure-I
483 | E/s to Bala Narasimha Moorthy | GH NORTH | 10.07.2018 | 0.013633 | Submitted vide Distribution True-up petition for 3rd control Period as Annexure-I | Submitted vide Distribution True-up petition for 3rd control Period as Annexure-I
484 | ,LTM161110005 | GH NORTH | 09.05.2018 | 0.085639 | Submitted vide Distribution True-up petition for 3rd control Period as Annexure-I | Submitted vide Distribution True-up petition for 3rd control Period as Annexure-I
485 | LTM161020039 E/s to Sri.Mohan Singh & Ot | GH NORTH | 03.10.2018 | 0.0011186 | Submitted vide Distribution True-up petition for 3rd control Period as Annexure-I | Submitted vide Distribution True-up petition for 3rd control Period as Annexure-I
486 | L<(>&<)>T METRO RAIL,HT1169204 | GH NORTH | 16.11.2018 | 0.34036 | Submitted vide Distribution True-up petition for 3rd control Period as Annexure-I | Submitted vide Distribution True-up petition for 3rd control Period as Annexure-I
487 | Estimate for Enhancement of Existing 1no | GH NORTH | 25.09.2018 | 0.059903 | Submitted vide Distribution True-up petition for 3rd control Period as Annexure-I | Submitted vide Distribution True-up petition for 3rd control Period as Annexure-I
488 | HT10114155, DT:07.09.2016 M/s:SOUTHERN P | GH NORTH | 06.08.2018 | 0.023002 | Submitted vide Distribution True-up petition for 3rd control Period as Annexure-I | Submitted vide Distribution True-up petition for 3rd control Period as Annexure-I
489 | Est.for Renovation of 160KVA DTR-Ferozgu | GH NORTH | 07.07.2018 | 0.0043499 | Submitted vide Distribution True-up petition for 3rd control Period as Annexure-I | Submitted vide Distribution True-up petition for 3rd control Period as Annexure-I
490 | Est.for Renovation of 160KVA DTR-Ferozgu | GH NORTH | 07.07.2018 | 0.0051633 | Submitted vide Distribution True-up petition for 3rd control Period as Annexure-I | Submitted vide Distribution True-up petition for 3rd control Period as Annexure-I
491 | NATCO PHARMA LIMITED,HT11111227 | GH NORTH | 07.01.2019 | 0.029918 | Submitted vide Distribution True-up petition for 3rd control Period as Annexure-I | Submitted vide Distribution True-up petition for 3rd control Period as Annexure-I
492 | LTM161120010 Sri.V.Krupakar -Panel Board | GH NORTH | 03.12.2018 | 0.031252 | Submitted vide Distribution True-up petition for 3rd control Period as Annexure-I | Submitted vide Distribution True-up petition for 3rd control Period as Annexure-I
493 | HT E/S TO M/S AVNASH ESTATES ,HT11614975 | GH NORTH | 31.08.2018 | 0.021471 | Submitted vide Distribution True-up petition for 3rd control Period as Annexure-I | Submitted vide Distribution True-up petition for 3rd control Period as Annexure-I
494 | Revised estiamte for bifurcation of 11KV | GH NORTH | 05.05.2018 | 0.11792 | Submitted vide Distribution True-up petition for 3rd control Period as Annexure-I | Submitted vide Distribution True-up petition for 3rd control Period as Annexure-I
495 | REPL.OF DAMAGD POLES/ BEND/RUSTEDPOLES I | GH NORTH | 12.04.2018 | 0.0056534 | Submitted vide Distribution True-up petition for 3rd control Period as Annexure-I | Submitted vide Distribution True-up petition for 3rd control Period as Annexure-I
496 | REPL.OF DAMAGD POLES/ BEND/RUSTEDPOLES I | GH NORTH | 12.04.2018 | 0.0058381 | Submitted vide Distribution True-up petition for 3rd control Period as Annexure-I | Submitted vide Distribution True-up petition for 3rd control Period as Annexure-I
497 | REPL.OF DAMAGD POLES/ BEND/RUSTEDPOLES I | GH NORTH | 13.04.2018 | 0.0060939 | Submitted vide Distribution True-up petition for 3rd control Period as Annexure-I | Submitted vide Distribution True-up petition for 3rd control Period as Annexure-I
498 | REPL.OF DAMAGD POLES/ BEND/RUSTEDPOLES I | GH NORTH | 10.04.2018 | 0.0063247 | Submitted vide Distribution True-up petition for 3rd control Period as Annexure-I | Submitted vide Distribution True-up petition for 3rd control Period as Annexure-I
499 | REPL.OF DAMAGD POLES/ BEND/RUSTEDPOLES I | GH NORTH | 13.04.2018 | 0.0056833 | Submitted vide Distribution True-up petition for 3rd control Period as Annexure-I | Submitted vide Distribution True-up petition for 3rd control Period as Annexure-I
500 | E/s for Removing of damaged conductor wi | GH NORTH | 31.01.2019 | 0.056616 | Submitted vide Distribution True-up petition for 3rd control Period as Annexure-I | Submitted vide Distribution True-up petition for 3rd control Period as Annexure-I
501 | ERRECTION OF 1NO ADDL 100KVA DTR AT JANA | GH NORTH | 05.05.2018 | 0.029933 | Submitted vide Distribution True-up petition for 3rd control Period as Annexure-I | Submitted vide Distribution True-up petition for 3rd control Period as Annexure-I
502 | LTM161200014 KRK Prasad | GH NORTH | 08.05.2018 | 0.025445 | Submitted vide Distribution True-up petition for 3rd control Period as Annexure-I | Submitted vide Distribution True-up petition for 3rd control Period as Annexure-I
503 | E/S TO SYED KALEEM AHMED & Others HT1214 | GH NORTH | 28.09.2018 | 0.019474 | Submitted vide Distribution True-up petition for 3rd control Period as Annexure-I | Submitted vide Distribution True-up petition for 3rd control Period as Annexure-I
504 | ERRECTION OF 1NO ADDL 100 KVA DTR AT MAD | GH NORTH | 05.05.2018 | 0.030893 | Submitted vide Distribution True-up petition for 3rd control Period as Annexure-I | Submitted vide Distribution True-up petition for 3rd control Period as Annexure-I
505 | CC90216921684 E/S. Sri.T. Krishna Kanth | GH NORTH | 03.10.2018 | 0.001548 | Submitted vide Distribution True-up petition for 3rd control Period as Annexure-I | Submitted vide Distribution True-up petition for 3rd control Period as Annexure-I
506 | ERRECTION OF 1NO ADDL 100KVA DTR AT NEAR | GH NORTH | 05.05.2018 | 0.035298 | Submitted vide Distribution True-up petition for 3rd control Period as Annexure-I | Submitted vide Distribution True-up petition for 3rd control Period as Annexure-I
507 | ERRECTION OF 1NO ADDL 100KVA DTR AT JAWA | GH NORTH | 08.08.2018 | 0.029292 | Submitted vide Distribution True-up petition for 3rd control Period as Annexure-I | Submitted vide Distribution True-up petition for 3rd control Period as Annexure-I
508 | ERRECTION OF 1NO ADDL 100KVA DTR AT JAWA | GH NORTH | 05.05.2018 | 0.026385 | Submitted vide Distribution True-up petition for 3rd control Period as Annexure-I | Submitted vide Distribution True-up petition for 3rd control Period as Annexure-I
509 | E/S TO M/S. INDUS TOWERS @ ADDL LOAD | GH NORTH | 29.01.2019 | 0.0033016 | Submitted vide Distribution True-up petition for 3rd control Period as Annexure-I | Submitted vide Distribution True-up petition for 3rd control Period as Annexure-I
510 | E/S Erection of 100 KVA DTR At VENKATAGI | GH NORTH | 28.08.2018 | 0.032025 | Submitted vide Distribution True-up petition for 3rd control Period as Annexure-I | Submitted vide Distribution True-up petition for 3rd control Period as Annexure-I
511 | E/S Erection of 100 KVA DTR At VENKATAGI | GH NORTH | 27.08.2018 | 0.030779 | Submitted vide Distribution True-up petition for 3rd control Period as Annexure-I | Submitted vide Distribution True-up petition for 3rd control Period as Annexure-I
512 | E/S Erection of 100 KVA DTR at VENKATAGI | GH NORTH | 05.05.2018 | 0.029857 | Submitted vide Distribution True-up petition for 3rd control Period as Annexure-I | Submitted vide Distribution True-up petition for 3rd control Period as Annexure-I
513 | E/S Erection of 100 KVA DTR At RAHMATHNA | GH NORTH | 05.05.2018 | 0.02869 | Submitted vide Distribution True-up petition for 3rd control Period as Annexure-I | Submitted vide Distribution True-up petition for 3rd control Period as Annexure-I
514 | E/S TO S SUDHAKAR RAO & OTHERS ,HT646150 | GH NORTH | 30.07.2018 | 0.063781 | Submitted vide Distribution True-up petition for 3rd control Period as Annexure-I | Submitted vide Distribution True-up petition for 3rd control Period as Annexure-I
515 | LTM161100010 M/s. Manju Infra Avenues | GH NORTH | 10.05.2018 | 0.023141 | Submitted vide Distribution True-up petition for 3rd control Period as Annexure-I | Submitted vide Distribution True-up petition for 3rd control Period as Annexure-I
516 | LTM161110033 E/S TO SRI MUVVA SATEESH RE | GH NORTH | 08.01.2019 | 0.025184 | Submitted vide Distribution True-up petition for 3rd control Period as Annexure-I | Submitted vide Distribution True-up petition for 3rd control Period as Annexure-I
517 | ERRECTION OF 1NO ADDL 100KVA DTR AT KALY | GH NORTH | 03.05.2018 | 0.030617 | Submitted vide Distribution True-up petition for 3rd control Period as Annexure-I | Submitted vide Distribution True-up petition for 3rd control Period as Annexure-I
518 | ERRECTION OF 1NO ADDL 100KVA DTR AT JAWA | GH NORTH | 03.05.2018 | 0.025895 | Submitted vide Distribution True-up petition for 3rd control Period as Annexure-I | Submitted vide Distribution True-up petition for 3rd control Period as Annexure-I
519 | Prov. interlinking line b/w Gandhinagar | GH NORTH | 30.10.2018 | 0.050971 | Submitted vide Distribution True-up petition for 3rd control Period as Annexure-I | Submitted vide Distribution True-up petition for 3rd control Period as Annexure-I
520 | Stringing of conducter on 11 KV feeders | GH NORTH | 05.03.2019 | 0.017778 | Submitted vide Distribution True-up petition for 3rd control Period as Annexure-I | Submitted vide Distribution True-up petition for 3rd control Period as Annexure-I
521 | Erection of Addl. 100kVA DTR near Sri. S | GH NORTH | 10.05.2018 | 0.026671 | Submitted vide Distribution True-up petition for 3rd control Period as Annexure-I | Submitted vide Distribution True-up petition for 3rd control Period as Annexure-I
522 | LTM161020036 E/S Smt.Preeti Patel & Oth | GH NORTH | 06.10.2018 | 0.023199 | Submitted vide Distribution True-up petition for 3rd control Period as Annexure-I | Submitted vide Distribution True-up petition for 3rd control Period as Annexure-I
523 | E/S to CH.Girija lakshmi,NR902161901758 | GH NORTH | 28.07.2018 | 0.00021551 | Submitted vide Distribution True-up petition for 3rd control Period as Annexure-I | Submitted vide Distribution True-up petition for 3rd control Period as Annexure-I
524 | LTM161020035, E/s to Sri.J.Prabhakar Gou | GH NORTH | 30.07.2018 | 0.0005124 | Submitted vide Distribution True-up petition for 3rd control Period as Annexure-I | Submitted vide Distribution True-up petition for 3rd control Period as Annexure-I
525 | E/S TO Arunodaya Colony, Beside Vajara S | GH NORTH | 07.05.2018 | 0.0070519 | Submitted vide Distribution True-up petition for 3rd control Period as Annexure-I | Submitted vide Distribution True-up petition for 3rd control Period as Annexure-I
526 | M/s KPC PROJECTS LIMITED,,HT64615032 | GH NORTH | 30.07.2018 | 0.080805 | Submitted vide Distribution True-up petition for 3rd control Period as Annexure-I | Submitted vide Distribution True-up petition for 3rd control Period as Annexure-I
527 | E/s To AB Cable in madhapur section | GH NORTH | 07.05.2018 | 0.034385 | Submitted vide Distribution True-up petition for 3rd control Period as Annexure-I | Submitted vide Distribution True-up petition for 3rd control Period as Annexure-I
528 | St.Peters School - New 100 KVA DTR | GH NORTH | 10.05.2018 | 0.031877 | Submitted vide Distribution True-up petition for 3rd control Period as Annexure-I | Submitted vide Distribution True-up petition for 3rd control Period as Annexure-I
529 | RECONDUCTORING | GH NORTH | 07.07.2018 | 0.01701 | Submitted vide Distribution True-up petition for 3rd control Period as Annexure-I | Submitted vide Distribution True-up petition for 3rd control Period as Annexure-I
530 | ,CC90216921734 sirisha addl load | GH NORTH | 07.05.2018 | 0.027727 | Submitted vide Distribution True-up petition for 3rd control Period as Annexure-I | Submitted vide Distribution True-up petition for 3rd control Period as Annexure-I
531 | Re-conductoring of 11KV Ferozguda fdr | GH NORTH | 03.08.2018 | 0.062533 | Submitted vide Distribution True-up petition for 3rd control Period as Annexure-I | Submitted vide Distribution True-up petition for 3rd control Period as Annexure-I
532 | Recondg. of 11KV Jaya Nagar feeder | GH NORTH | 03.08.2018 | 0.040289 | Submitted vide Distribution True-up petition for 3rd control Period as Annexure-I | Submitted vide Distribution True-up petition for 3rd control Period as Annexure-I
533 | Recondg. 11KV Sancharpuri Colony feeder | GH NORTH | 03.08.2018 | 0.10777 | Submitted vide Distribution True-up petition for 3rd control Period as Annexure-I | Submitted vide Distribution True-up petition for 3rd control Period as Annexure-I
534 | LTM161020037 E/s to Sri.J.Ashok Goud Er | GH NORTH | 27.07.2018 | 0.00082542 | Submitted vide Distribution True-up petition for 3rd control Period as Annexure-I | Submitted vide Distribution True-up petition for 3rd control Period as Annexure-I
535 | Replacement of CTPT Sets HDN557 HDN5 | GH NORTH | 11.05.2018 | 0.063607 | Submitted vide Distribution True-up petition for 3rd control Period as Annexure-I | Submitted vide Distribution True-up petition for 3rd control Period as Annexure-I
536 | E/S TO Sri.Smt.D.KAMAL REDDY,LTM16116008 | GH NORTH | 26.09.2018 | 0.016115 | Submitted vide Distribution True-up petition for 3rd control Period as Annexure-I | Submitted vide Distribution True-up petition for 3rd control Period as Annexure-I
537 | RECONDUCTORING | GH NORTH | 24.09.2019 | 0.033588 | Submitted vide Distribution True-up petition for 3rd control Period as Annexure-I | Submitted vide Distribution True-up petition for 3rd control Period as Annexure-I
538 | PARK TRANSFORMER(YADAMMA NAGAR)-New 100 | GH NORTH | 18.06.2018 | 0.033325 | Submitted vide Distribution True-up petition for 3rd control Period as Annexure-I | Submitted vide Distribution True-up petition for 3rd control Period as Annexure-I
539 | Shivanagar kallu compound-11(YADAMMA NAG | GH NORTH | 25.05.2018 | 0.034263 | Submitted vide Distribution True-up petition for 3rd control Period as Annexure-I | Submitted vide Distribution True-up petition for 3rd control Period as Annexure-I
540 | DWARAKA NAGAR MAIN ROAD(GOLLUGUDA)-New 1 | GH NORTH | 31.05.2018 | 0.031485 | Submitted vide Distribution True-up petition for 3rd control Period as Annexure-I | Submitted vide Distribution True-up petition for 3rd control Period as Annexure-I
541 | HARIZAN BASTHI(R.K.PURAM)-New 100 KVA DT | GH NORTH | 31.05.2018 | 0.03862 | Submitted vide Distribution True-up petition for 3rd control Period as Annexure-I | Submitted vide Distribution True-up petition for 3rd control Period as Annexure-I
542 | Est.for Re-Routing of 11 KV line by Erec | GH NORTH | 30.04.2018 | 0.018841 | Submitted vide Distribution True-up petition for 3rd control Period as Annexure-I | Submitted vide Distribution True-up petition for 3rd control Period as Annexure-I
543 | Est.for Re-Routing of 11 KV line by Erec | GH NORTH | 30.04.2018 | 0.016068 | Submitted vide Distribution True-up petition for 3rd control Period as Annexure-I | Submitted vide Distribution True-up petition for 3rd control Period as Annexure-I
544 | Additional Circuits on Various DTR's @ O | GH NORTH | 08.05.2018 | 0.027576 | Submitted vide Distribution True-up petition for 3rd control Period as Annexure-I | Submitted vide Distribution True-up petition for 3rd control Period as Annexure-I
545 | DUBAIGATE NRSA-11 100 KVA DTR | GH NORTH | 08.05.2018 | 0.034985 | Submitted vide Distribution True-up petition for 3rd control Period as Annexure-I | Submitted vide Distribution True-up petition for 3rd control Period as Annexure-I
546 | SYNDICATE BANK COLONY-11 100 KVA DTR | GH NORTH | 14.05.2018 | 0.035331 | Submitted vide Distribution True-up petition for 3rd control Period as Annexure-I | Submitted vide Distribution True-up petition for 3rd control Period as Annexure-I
547 | INDIRA NAGAR COLONY-ii 100 KVA DTR | GH NORTH | 08.05.2018 | 0.034262 | Submitted vide Distribution True-up petition for 3rd control Period as Annexure-I | Submitted vide Distribution True-up petition for 3rd control Period as Annexure-I
548 | G P SANGHAM(FRIENDS COLONY)- New 100 KV | GH NORTH | 08.05.2018 | 0.035303 | Submitted vide Distribution True-up petition for 3rd control Period as Annexure-I | Submitted vide Distribution True-up petition for 3rd control Period as Annexure-I
549 | 0 | GH NORTH | 04.01.2019 | 0.026686 | Submitted vide Distribution True-up petition for 3rd control Period as Annexure-I | Submitted vide Distribution True-up petition for 3rd control Period as Annexure-I
550 | COROMANDAL COLONY- New 100 KVA DTR | GH NORTH | 25.05.2018 | 0.039128 | Submitted vide Distribution True-up petition for 3rd control Period as Annexure-I | Submitted vide Distribution True-up petition for 3rd control Period as Annexure-I
551 | E/S TO AAN REALTORS LLP HT11114392 | GH NORTH | 13.11.2018 | 0.097291 | Submitted vide Distribution True-up petition for 3rd control Period as Annexure-I | Submitted vide Distribution True-up petition for 3rd control Period as Annexure-I
552 | CC90216916577 E/S ADDL LOAD TO M. ANUPAM | GH NORTH | 22.12.2018 | 0.00022637 | Submitted vide Distribution True-up petition for 3rd control Period as Annexure-I | Submitted vide Distribution True-up petition for 3rd control Period as Annexure-I
553 | LB NAGAR(MATHA TEMPLE) New 100 KVA DTR | GH NORTH | 08.05.2018 | 0.035274 | Submitted vide Distribution True-up petition for 3rd control Period as Annexure-I | Submitted vide Distribution True-up petition for 3rd control Period as Annexure-I
554 | HAL PARK (SRINIVAS RAO PT) - 100 KVA DTR | GH NORTH | 08.05.2018 | 0.035469 | Submitted vide Distribution True-up petition for 3rd control Period as Annexure-I | Submitted vide Distribution True-up petition for 3rd control Period as Annexure-I
555 | RECONDUCTORING | GH NORTH | 11.05.2018 | 0.023729 | Submitted vide Distribution True-up petition for 3rd control Period as Annexure-I | Submitted vide Distribution True-up petition for 3rd control Period as Annexure-I
556 | Rajeev gandhiNagar-11 100 KVA DTR | GH NORTH | 08.05.2018 | 0.034624 | Submitted vide Distribution True-up petition for 3rd control Period as Annexure-I | Submitted vide Distribution True-up petition for 3rd control Period as Annexure-I
557 | CONVERSION LT OH LINE TO AB CABLE | GH NORTH | 26.11.2018 | 0.013148 | Submitted vide Distribution True-up petition for 3rd control Period as Annexure-I | Submitted vide Distribution True-up petition for 3rd control Period as Annexure-I
558 | , HT10414965 N.JAGADESHWAR CMD OF 160 KV | GH NORTH | 05.10.2018 | 0.014826 | Submitted vide Distribution True-up petition for 3rd control Period as Annexure-I | Submitted vide Distribution True-up petition for 3rd control Period as Annexure-I
559 | HT10113631, M/s.D K R LABS for a CMD of | GH NORTH | 07.08.2018 | 0.006073 | Submitted vide Distribution True-up petition for 3rd control Period as Annexure-I | Submitted vide Distribution True-up petition for 3rd control Period as Annexure-I
560 | LTM161110031 E/S TO Dr SHILPA CHITIMALI | GH NORTH | 31.08.2018 | 0.018389 | Submitted vide Distribution True-up petition for 3rd control Period as Annexure-I | Submitted vide Distribution True-up petition for 3rd control Period as Annexure-I
561 | Erection of Inter poles and Stringing o | GH NORTH | 04.06.2018 | 0.018218 | Submitted vide Distribution True-up petition for 3rd control Period as Annexure-I | Submitted vide Distribution True-up petition for 3rd control Period as Annexure-I
562 | HT10414643 DERATION OF LOAD HDN 962 M/s. | GH NORTH | 23.10.2018 | 0.0051501 | Submitted vide Distribution True-up petition for 3rd control Period as Annexure-I | Submitted vide Distribution True-up petition for 3rd control Period as Annexure-I
563 | E/S To MD SHAFEEQ UR RAHMAN, LTM16646002 | GH NORTH | 03.08.2018 | 0.02936 | Submitted vide Distribution True-up petition for 3rd control Period as Annexure-I | Submitted vide Distribution True-up petition for 3rd control Period as Annexure-I
564 | Replacement of existing 2-Element CTPT e | GH NORTH | 05.09.2018 | 0.018916 | Submitted vide Distribution True-up petition for 3rd control Period as Annexure-I | Submitted vide Distribution True-up petition for 3rd control Period as Annexure-I
565 | Replacement of existing 2-Element CTPT e | GH NORTH | 05.09.2018 | 0.018647 | Submitted vide Distribution True-up petition for 3rd control Period as Annexure-I | Submitted vide Distribution True-up petition for 3rd control Period as Annexure-I
566 | Replacement of existing 2-Element CTPT e | GH NORTH | 05.09.2018 | 0.018782 | Submitted vide Distribution True-up petition for 3rd control Period as Annexure-I | Submitted vide Distribution True-up petition for 3rd control Period as Annexure-I
567 | E/S TO M/s GO GREEN INFRA PROJECTS & LT | GH NORTH | 03.01.2019 | 0.017022 | Submitted vide Distribution True-up petition for 3rd control Period as Annexure-I | Submitted vide Distribution True-up petition for 3rd control Period as Annexure-I
568 | HT10413119 HT Supply TO CM Residence cum | GH NORTH | 10.10.2018 | 0.033211 | Submitted vide Distribution True-up petition for 3rd control Period as Annexure-I | Submitted vide Distribution True-up petition for 3rd control Period as Annexure-I
569 | CC90216932166 E/S ADDL LOAD TO M/S INDUS | GH NORTH | 22.12.2018 | 0.0010594 | Submitted vide Distribution True-up petition for 3rd control Period as Annexure-I | Submitted vide Distribution True-up petition for 3rd control Period as Annexure-I
570 | CONVERSION LT OH LINE TO AB CABLE | GH NORTH | 26.11.2018 | 0.018116 | Submitted vide Distribution True-up petition for 3rd control Period as Annexure-I | Submitted vide Distribution True-up petition for 3rd control Period as Annexure-I
571 | LALAGUDA- Replacement of existing CTPT S | GH NORTH | 31.05.2018 | 0.0066478 | Submitted vide Distribution True-up petition for 3rd control Period as Annexure-I | Submitted vide Distribution True-up petition for 3rd control Period as Annexure-I
572 | TARNAKA- Replacement of existing 2NOS CT | GH NORTH | 29.05.2018 | 0.012528 | Submitted vide Distribution True-up petition for 3rd control Period as Annexure-I | Submitted vide Distribution True-up petition for 3rd control Period as Annexure-I
573 | PR-NAGAR- Replacement of existing CTPT S | GH NORTH | 07.08.2018 | 0.011973 | Submitted vide Distribution True-up petition for 3rd control Period as Annexure-I | Submitted vide Distribution True-up petition for 3rd control Period as Annexure-I
574 | CC90217941192 E/S ADDL LOAD TO SONI ANI | GH NORTH | 22.12.2018 | 0.0010272 | Submitted vide Distribution True-up petition for 3rd control Period as Annexure-I | Submitted vide Distribution True-up petition for 3rd control Period as Annexure-I
575 | E/S To Sri.Bhupender Singh Gill @ 160 KV | GH NORTH | 26.11.2018 | 0.03824 | Submitted vide Distribution True-up petition for 3rd control Period as Annexure-I | Submitted vide Distribution True-up petition for 3rd control Period as Annexure-I
576 | Replacement of existing 2-Element CTPT | GH NORTH | 07.08.2018 | 0.0062668 | Submitted vide Distribution True-up petition for 3rd control Period as Annexure-I | Submitted vide Distribution True-up petition for 3rd control Period as Annexure-I
577 | E/S ENHANCEMENT,250KVA TO 315 KVA ALWAL | GH NORTH | 17.12.2018 | 0.056035 | Submitted vide Distribution True-up petition for 3rd control Period as Annexure-I | Submitted vide Distribution True-up petition for 3rd control Period as Annexure-I
578 | Conversion of LT OH to LT AB Cable@BNR | GH NORTH | 30.07.2018 | 0.015649 | Submitted vide Distribution True-up petition for 3rd control Period as Annexure-I | Submitted vide Distribution True-up petition for 3rd control Period as Annexure-I
579 | Replacement of Damaged poles | GH NORTH | 05.10.2018 | 0.014637 | Submitted vide Distribution True-up petition for 3rd control Period as Annexure-I | Submitted vide Distribution True-up petition for 3rd control Period as Annexure-I
580 | Replacement of Damaged poles | GH NORTH | 28.08.2018 | 0.014559 | Submitted vide Distribution True-up petition for 3rd control Period as Annexure-I | Submitted vide Distribution True-up petition for 3rd control Period as Annexure-I
581 | HT10114681 of M/S.ARISTON PHARMA NOVATE | GH NORTH | 06.08.2018 | 0.020731 | Submitted vide Distribution True-up petition for 3rd control Period as Annexure-I | Submitted vide Distribution True-up petition for 3rd control Period as Annexure-I
582 | E/S TO SMT. CHIPPA SUJATHA & LTM | GH NORTH | 26.11.2018 | 0.021121 | Submitted vide Distribution True-up petition for 3rd control Period as Annexure-I | Submitted vide Distribution True-up petition for 3rd control Period as Annexure-I
583 | E/s For LTM of Sri R. HARI KISHORE. | GH NORTH | 14.08.2018 | 0.00062603 | Submitted vide Distribution True-up petition for 3rd control Period as Annexure-I | Submitted vide Distribution True-up petition for 3rd control Period as Annexure-I
584 | Replacement of 361 No.s 1PH Non HQ meter | GH NORTH | 03.01.2019 | 0.024651 | Submitted vide Distribution True-up petition for 3rd control Period as Annexure-I | Submitted vide Distribution True-up petition for 3rd control Period as Annexure-I
585 | DILKUSH NAGAR - WATER TANK New 100 KVA D | GH NORTH | 05.05.2018 | 0.030695 | Submitted vide Distribution True-up petition for 3rd control Period as Annexure-I | Submitted vide Distribution True-up petition for 3rd control Period as Annexure-I
586 | ADDL LOAD OF M/S RAJSEKHAR PANDITI CC91 | GH NORTH | 08.02.2019 | 0.00022761 | Submitted vide Distribution True-up petition for 3rd control Period as Annexure-I | Submitted vide Distribution True-up petition for 3rd control Period as Annexure-I
587 | Erection of inter poles wherever long sp | GH NORTH | 06.07.2018 | 0.014736 | Submitted vide Distribution True-up petition for 3rd control Period as Annexure-I | Submitted vide Distribution True-up petition for 3rd control Period as Annexure-I
588 | Erection of inter poles wherever long sp | GH NORTH | 06.07.2018 | 0.011538 | Submitted vide Distribution True-up petition for 3rd control Period as Annexure-I | Submitted vide Distribution True-up petition for 3rd control Period as Annexure-I
589 | Estimte for 11KV FPI in Bible House sec | GH NORTH | 30.07.2018 | 0.012792 | Submitted vide Distribution True-up petition for 3rd control Period as Annexure-I | Submitted vide Distribution True-up petition for 3rd control Period as Annexure-I
590 | LTM171120002 M/S Sai Krishna Constructio | GH NORTH | 03.08.2018 | 0.023508 | Submitted vide Distribution True-up petition for 3rd control Period as Annexure-I | Submitted vide Distribution True-up petition for 3rd control Period as Annexure-I
591 | 100KVA DTR at Rajeev Nagar-I | GH NORTH | 05.05.2018 | 0.025513 | Submitted vide Distribution True-up petition for 3rd control Period as Annexure-I | Submitted vide Distribution True-up petition for 3rd control Period as Annexure-I
592 | Erection of 11 KV FPIS under DMS/SCADA P | GH NORTH | 06.06.2018 | 0.8192 | Submitted vide Distribution True-up petition for 3rd control Period as Annexure-I | Submitted vide Distribution True-up petition for 3rd control Period as Annexure-I
593 | Erection of Inter poles and Laying of AB | GH NORTH | 04.06.2018 | 0.017026 | Submitted vide Distribution True-up petition for 3rd control Period as Annexure-I | Submitted vide Distribution True-up petition for 3rd control Period as Annexure-I
594 | Erection of Inter poles and Stringing o | GH NORTH | 04.06.2018 | 0.015293 | Submitted vide Distribution True-up petition for 3rd control Period as Annexure-I | Submitted vide Distribution True-up petition for 3rd control Period as Annexure-I
595 | e/s for adl ckt on 100KVA Alladi Pentaia | GH NORTH | 23.09.2018 | 0.010496 | Submitted vide Distribution True-up petition for 3rd control Period as Annexure-I | Submitted vide Distribution True-up petition for 3rd control Period as Annexure-I
596 | e/s for adl ckt on 250KVA Dhana Laxmi | GH NORTH | 23.09.2018 | 0.011572 | Submitted vide Distribution True-up petition for 3rd control Period as Annexure-I | Submitted vide Distribution True-up petition for 3rd control Period as Annexure-I
597 | e/s for adl ckt on 100KVA Gandhi Nagar | GH NORTH | 23.09.2018 | 0.0094494 | Submitted vide Distribution True-up petition for 3rd control Period as Annexure-I | Submitted vide Distribution True-up petition for 3rd control Period as Annexure-I
598 | e/s for adl ckt on 100KVA Police Statio | GH NORTH | 23.09.2018 | 0.011411 | Submitted vide Distribution True-up petition for 3rd control Period as Annexure-I | Submitted vide Distribution True-up petition for 3rd control Period as Annexure-I
599 | 100KVA DTR at Park PT-V | GH NORTH | 05.05.2018 | 0.025186 | Submitted vide Distribution True-up petition for 3rd control Period as Annexure-I | Submitted vide Distribution True-up petition for 3rd control Period as Annexure-I
600 | ,LTM171630001;DT:16/01/2017 | GH NORTH | 26.11.2018 | 0.025009 | Submitted vide Distribution True-up petition for 3rd control Period as Annexure-I | Submitted vide Distribution True-up petition for 3rd control Period as Annexure-I
601 | Est for LT Reconductoring at Lalaguda Se | GH NORTH | 20.03.2019 | 0.016058 | Submitted vide Distribution True-up petition for 3rd control Period as Annexure-I | Submitted vide Distribution True-up petition for 3rd control Period as Annexure-I
602 | Est for LT Reconductoring at Lalaguda Se | GH NORTH | 20.03.2019 | 0.021725 | Submitted vide Distribution True-up petition for 3rd control Period as Annexure-I | Submitted vide Distribution True-up petition for 3rd control Period as Annexure-I
603 | Est for LT Reconductoring at Lalaguda Se | GH NORTH | 20.03.2019 | 0.010968 | Submitted vide Distribution True-up petition for 3rd control Period as Annexure-I | Submitted vide Distribution True-up petition for 3rd control Period as Annexure-I
604 | PROVIDING OF ADDL CKT TO EXISTING 100KVA | GH NORTH | 01.06.2018 | 0.0040204 | Submitted vide Distribution True-up petition for 3rd control Period as Annexure-I | Submitted vide Distribution True-up petition for 3rd control Period as Annexure-I
605 | Erection of 11KV 3Way RMUs under DMS/SCA | GH NORTH | 10.05.2018 | 2.6487 | Submitted vide Distribution True-up petition for 3rd control Period as Annexure-I | Submitted vide Distribution True-up petition for 3rd control Period as Annexure-I
606 | Erection of 11KV 5Way RMUs under DMS/SCA | GH NORTH | 10.05.2018 | 1.935 | Submitted vide Distribution True-up petition for 3rd control Period as Annexure-I | Submitted vide Distribution True-up petition for 3rd control Period as Annexure-I
607 | Erection of 5-Way RMU's under R-APDRP Sc | GH NORTH | 06.06.2018 | 1.7964 | Submitted vide Distribution True-up petition for 3rd control Period as Annexure-I | Submitted vide Distribution True-up petition for 3rd control Period as Annexure-I
608 | Estimate for Removing of HT R.S.Joist p | GH NORTH | 02.11.2018 | 0.0034131 | Submitted vide Distribution True-up petition for 3rd control Period as Annexure-I | Submitted vide Distribution True-up petition for 3rd control Period as Annexure-I
609 | Erection of 3-Way RMU's under R-APDRP Sc | GH NORTH | 06.06.2018 | 4.5682 | Submitted vide Distribution True-up petition for 3rd control Period as Annexure-I | Submitted vide Distribution True-up petition for 3rd control Period as Annexure-I
610 | Estimate for Removing of 11kv 9.1mtrs p | GH NORTH | 26.11.2018 | 0.0063011 | Submitted vide Distribution True-up petition for 3rd control Period as Annexure-I | Submitted vide Distribution True-up petition for 3rd control Period as Annexure-I
611 | Erection of 11KV FPIs under DMS/SCADA Pr | GH NORTH | 10.05.2018 | 0.54976 | Submitted vide Distribution True-up petition for 3rd control Period as Annexure-I | Submitted vide Distribution True-up petition for 3rd control Period as Annexure-I
612 | Revised-E/s for New 100KVA DTR at Lalagu | GH NORTH | 26.05.2018 | 0.030411 | Submitted vide Distribution True-up petition for 3rd control Period as Annexure-I | Submitted vide Distribution True-up petition for 3rd control Period as Annexure-I
613 | Addl Load To Smt B.Laxmi Bai (V6020561) | GH NORTH | 12.04.2018 | 0.00022637 | Submitted vide Distribution True-up petition for 3rd control Period as Annexure-I | Submitted vide Distribution True-up petition for 3rd control Period as Annexure-I
614 | CC90216923192, E/S for Addl-Load to Smt. | GH NORTH | 03.07.2018 | 0.00022513 | Submitted vide Distribution True-up petition for 3rd control Period as Annexure-I | Submitted vide Distribution True-up petition for 3rd control Period as Annexure-I
615 | CC90216899220, CC90216899217, CC90216899 | GH NORTH | 04.10.2018 | 0.028905 | Submitted vide Distribution True-up petition for 3rd control Period as Annexure-I | Submitted vide Distribution True-up petition for 3rd control Period as Annexure-I
616 | CC90217950560, CC90217950546, CC90217958 | GH NORTH | 10.10.2018 | 0.02358 | Submitted vide Distribution True-up petition for 3rd control Period as Annexure-I | Submitted vide Distribution True-up petition for 3rd control Period as Annexure-I
617 | E/S TO VIJAYA DIAGNOSTIC HT64614977 | GH NORTH | 20.10.2018 | 0.044838 | Submitted vide Distribution True-up petition for 3rd control Period as Annexure-I | Submitted vide Distribution True-up petition for 3rd control Period as Annexure-I
618 | NR902171915135 E/S. M/S. Srivinayaka Pri | GH NORTH | 26.02.2019 | 0.001062 | Submitted vide Distribution True-up petition for 3rd control Period as Annexure-I | Submitted vide Distribution True-up petition for 3rd control Period as Annexure-I
619 | ADDL LOAD TO, M/s INDUS TOWERS LTD Tarna | GH NORTH | 09.07.2018 | 0.0010272 | Submitted vide Distribution True-up petition for 3rd control Period as Annexure-I | Submitted vide Distribution True-up petition for 3rd control Period as Annexure-I
620 | CC90217961121 E/S for Addl-Load to Sri.K | GH NORTH | 02.07.2018 | 0.00022637 | Submitted vide Distribution True-up petition for 3rd control Period as Annexure-I | Submitted vide Distribution True-up petition for 3rd control Period as Annexure-I
621 | LTM161020030, E/S Sri.D.V. Kulkarni. | GH NORTH | 01.09.2018 | 0.025557 | Submitted vide Distribution True-up petition for 3rd control Period as Annexure-I | Submitted vide Distribution True-up petition for 3rd control Period as Annexure-I
622 | Erection of 100 KVA Natraj Nagar - 2 PT | GH NORTH | 01.03.2019 | 0.031776 | Submitted vide Distribution True-up petition for 3rd control Period as Annexure-I | Submitted vide Distribution True-up petition for 3rd control Period as Annexure-I
623 | E/S To D.Ujwala Reddy | GH NORTH | 20.10.2018 | 0.0010272 | Submitted vide Distribution True-up petition for 3rd control Period as Annexure-I | Submitted vide Distribution True-up petition for 3rd control Period as Annexure-I
624 | Erection of 100 KVA Moti Nagar Extension | GH NORTH | 01.03.2019 | 0.027142 | Submitted vide Distribution True-up petition for 3rd control Period as Annexure-I | Submitted vide Distribution True-up petition for 3rd control Period as Annexure-I
625 | Erection of 100 KVA Opp. Vijetha school | GH NORTH | 27.08.2018 | 0.028656 | Submitted vide Distribution True-up petition for 3rd control Period as Annexure-I | Submitted vide Distribution True-up petition for 3rd control Period as Annexure-I
626 | NILE LIMITED | GH NORTH | 09.08.2018 | 0.047079 | Submitted vide Distribution True-up petition for 3rd control Period as Annexure-I | Submitted vide Distribution True-up petition for 3rd control Period as Annexure-I
627 | CC90217940408,E/s for addl.load to Sri.H | GH NORTH | 04.07.2018 | 0.00022637 | Submitted vide Distribution True-up petition for 3rd control Period as Annexure-I | Submitted vide Distribution True-up petition for 3rd control Period as Annexure-I
628 | CC90217948153 E/s for addl.load to Smt.C | GH NORTH | 02.07.2018 | 0.00022637 | Submitted vide Distribution True-up petition for 3rd control Period as Annexure-I | Submitted vide Distribution True-up petition for 3rd control Period as Annexure-I
629 | E/S Supply to SuryaNarayan,CC90216930855 | GH NORTH | 13.11.2018 | 0.0010579 | Submitted vide Distribution True-up petition for 3rd control Period as Annexure-I | Submitted vide Distribution True-up petition for 3rd control Period as Annexure-I
630 | Replacement of 11 Nos.2 element CTPT's w | GH NORTH | 08.03.2019 | 0.06797 | Submitted vide Distribution True-up petition for 3rd control Period as Annexure-I | Submitted vide Distribution True-up petition for 3rd control Period as Annexure-I
631 | E/S TO Enhance from 315 to 500 for Sri.B | GH NORTH | 27.10.2018 | 0.08528 | Submitted vide Distribution True-up petition for 3rd control Period as Annexure-I | Submitted vide Distribution True-up petition for 3rd control Period as Annexure-I
632 | E/S TO JADE ESTATES AT THIRUMUL GHERRY. | GH NORTH | 14.12.2018 | 0.023894 | Submitted vide Distribution True-up petition for 3rd control Period as Annexure-I | Submitted vide Distribution True-up petition for 3rd control Period as Annexure-I
633 | Revised-E/s for New 100KVA DTR at Lalagu | GH NORTH | 03.05.2018 | 0.012769 | Submitted vide Distribution True-up petition for 3rd control Period as Annexure-I | Submitted vide Distribution True-up petition for 3rd control Period as Annexure-I
634 | Revised-E/s for New 100KVA DTR at Lalagu | GH NORTH | 20.03.2019 | 0.0065552 | Submitted vide Distribution True-up petition for 3rd control Period as Annexure-I | Submitted vide Distribution True-up petition for 3rd control Period as Annexure-I
635 | Raising of DTR Plinths in Lalguda secti | GH NORTH | 20.03.2019 | 0.0075194 | Submitted vide Distribution True-up petition for 3rd control Period as Annexure-I | Submitted vide Distribution True-up petition for 3rd control Period as Annexure-I
636 | Revised-E/s for New 100KVA DTR at Lalagu | GH NORTH | 20.03.2019 | 0.0068544 | Submitted vide Distribution True-up petition for 3rd control Period as Annexure-I | Submitted vide Distribution True-up petition for 3rd control Period as Annexure-I
637 | Revised-E/s for New 100KVA DTR at Lalagu | GH NORTH | 20.03.2019 | 0.0083918 | Submitted vide Distribution True-up petition for 3rd control Period as Annexure-I | Submitted vide Distribution True-up petition for 3rd control Period as Annexure-I
638 | Revised-E/s for Erection /Enhancement of | GH NORTH | 07.03.2019 | -0.0010293 | Submitted vide Distribution True-up petition for 3rd control Period as Annexure-I | Submitted vide Distribution True-up petition for 3rd control Period as Annexure-I
639 | Revised-E/s for Enhance New 160KVA DTR a | GH NORTH | 07.03.2019 | -0.0010319 | Submitted vide Distribution True-up petition for 3rd control Period as Annexure-I | Submitted vide Distribution True-up petition for 3rd control Period as Annexure-I
640 | Erection of Inter poles and Laying of AB | GH NORTH | 04.06.2018 | 0.012608 | Submitted vide Distribution True-up petition for 3rd control Period as Annexure-I | Submitted vide Distribution True-up petition for 3rd control Period as Annexure-I
641 | Erection of Inter poles and Laying of AB | GH NORTH | 06.06.2018 | 0.027272 | Submitted vide Distribution True-up petition for 3rd control Period as Annexure-I | Submitted vide Distribution True-up petition for 3rd control Period as Annexure-I
642 | E/S Sri.VIPIN CHOUDHARY,LTM171160006/19. | GH NORTH | 31.07.2018 | 0.024701 | Submitted vide Distribution True-up petition for 3rd control Period as Annexure-I | Submitted vide Distribution True-up petition for 3rd control Period as Annexure-I
643 | Erection of poles & Stringing HT l | GH NORTH | 13.04.2018 | 0.014601 | Submitted vide Distribution True-up petition for 3rd control Period as Annexure-I | Submitted vide Distribution True-up petition for 3rd control Period as Annexure-I
644 | Erection of poles & Stringing HT line | GH NORTH | 13.04.2018 | 0.0059848 | Submitted vide Distribution True-up petition for 3rd control Period as Annexure-I | Submitted vide Distribution True-up petition for 3rd control Period as Annexure-I
645 | Re Location of 1No existing 100KVA DTR a | GH NORTH | 30.04.2018 | 0.0098459 | Submitted vide Distribution True-up petition for 3rd control Period as Annexure-I | Submitted vide Distribution True-up petition for 3rd control Period as Annexure-I
646 | E/S Supply to Muralidhar Rao,AL902179629 | GH NORTH | 09.10.2018 | 0.00098254 | Submitted vide Distribution True-up petition for 3rd control Period as Annexure-I | Submitted vide Distribution True-up petition for 3rd control Period as Annexure-I
647 | LTM171230002 E/S TO SRI R.HARI PRASAD RE | GH NORTH | 10.10.2018 | 0.022882 | Submitted vide Distribution True-up petition for 3rd control Period as Annexure-I | Submitted vide Distribution True-up petition for 3rd control Period as Annexure-I
648 | 510 No's 1-Phasae Mechanical Meter@ LALB | GH NORTH | 05.05.2018 | 0.047644 | Submitted vide Distribution True-up petition for 3rd control Period as Annexure-I | Submitted vide Distribution True-up petition for 3rd control Period as Annexure-I
649 | 510 No's 1-Phasae Mechanical Meter @ LAL | GH NORTH | 05.05.2018 | 0.047644 | Submitted vide Distribution True-up petition for 3rd control Period as Annexure-I | Submitted vide Distribution True-up petition for 3rd control Period as Annexure-I
650 | 200 No's 3-Phase Mechnical Meters @ LALB | GH NORTH | 05.05.2018 | 0.047355 | Submitted vide Distribution True-up petition for 3rd control Period as Annexure-I | Submitted vide Distribution True-up petition for 3rd control Period as Annexure-I
651 | LTM161100012 M/s. Sowjanya Builders & De | GH NORTH | 17.11.2018 | 0.02881 | Submitted vide Distribution True-up petition for 3rd control Period as Annexure-I | Submitted vide Distribution True-up petition for 3rd control Period as Annexure-I
652 | GURUCHARAN SINGH BAGGA,HT11115342 | GH NORTH | 09.10.2018 | 0.019282 | Submitted vide Distribution True-up petition for 3rd control Period as Annexure-I | Submitted vide Distribution True-up petition for 3rd control Period as Annexure-I
653 | CC90216897063 E/S TO EXECUTIVE ENGINEER | GH NORTH | 22.12.2018 | 0.00098999 | Submitted vide Distribution True-up petition for 3rd control Period as Annexure-I | Submitted vide Distribution True-up petition for 3rd control Period as Annexure-I
654 | E/s to M/S.MARUTI RICH VENTURES PVT LTD, | GH NORTH | 30.07.2018 | 0.080362 | Submitted vide Distribution True-up petition for 3rd control Period as Annexure-I | Submitted vide Distribution True-up petition for 3rd control Period as Annexure-I
655 | M/S PRAGATHI HOMES @LTM171740004. | GH NORTH | 01.08.2019 | 0.02699 | Submitted vide Distribution True-up petition for 3rd control Period as Annexure-I | Submitted vide Distribution True-up petition for 3rd control Period as Annexure-I
656 | RECONDUCTORING | GH NORTH | 25.05.2018 | 0.027707 | Submitted vide Distribution True-up petition for 3rd control Period as Annexure-I | Submitted vide Distribution True-up petition for 3rd control Period as Annexure-I
657 | RECONDUCTORING | GH NORTH | 08.05.2018 | 0.034943 | Submitted vide Distribution True-up petition for 3rd control Period as Annexure-I | Submitted vide Distribution True-up petition for 3rd control Period as Annexure-I
658 | Estimate for 11KV 3 WAY RMU in SITHAPALM | GH NORTH | 08.10.2018 | 0.18165 | Submitted vide Distribution True-up petition for 3rd control Period as Annexure-I | Submitted vide Distribution True-up petition for 3rd control Period as Annexure-I
659 | Estimate for 11KV 3 Way RMU, Lalaguda | GH NORTH | 03.11.2018 | 0.081994 | Submitted vide Distribution True-up petition for 3rd control Period as Annexure-I | Submitted vide Distribution True-up petition for 3rd control Period as Annexure-I
660 | Estimate for 11KV 5 WAY RMU, Lalaguda | GH NORTH | 03.11.2018 | 0.091203 | Submitted vide Distribution True-up petition for 3rd control Period as Annexure-I | Submitted vide Distribution True-up petition for 3rd control Period as Annexure-I
661 | Estimate for 11KV FPI, Lalaguda. | GH NORTH | 04.09.2018 | 0.1532 | Submitted vide Distribution True-up petition for 3rd control Period as Annexure-I | Submitted vide Distribution True-up petition for 3rd control Period as Annexure-I
662 | Estimate for 11KV FPI, Tarnaka. | GH NORTH | 09.07.2018 | 0.088832 | Submitted vide Distribution True-up petition for 3rd control Period as Annexure-I | Submitted vide Distribution True-up petition for 3rd control Period as Annexure-I
663 | Estimate for 11KV FPI, Parsigutta. | GH NORTH | 07.06.2018 | 0.024783 | Submitted vide Distribution True-up petition for 3rd control Period as Annexure-I | Submitted vide Distribution True-up petition for 3rd control Period as Annexure-I
664 | Estimate for 11KV FPI, Padmarao Nagar. | GH NORTH | 07.06.2018 | 0.062956 | Submitted vide Distribution True-up petition for 3rd control Period as Annexure-I | Submitted vide Distribution True-up petition for 3rd control Period as Annexure-I
665 | Estimate for 11KV 3 WAY RMU, Lalaguda | GH NORTH | 08.10.2018 | 0.47437 | Submitted vide Distribution True-up petition for 3rd control Period as Annexure-I | Submitted vide Distribution True-up petition for 3rd control Period as Annexure-I
666 | 1)100 KVA to 160 KVA OPP BalkampetSS,STR | GH NORTH | 07.03.2019 | 0.083483 | Submitted vide Distribution True-up petition for 3rd control Period as Annexure-I | Submitted vide Distribution True-up petition for 3rd control Period as Annexure-I
667 | 1)100 KVA to 160 KVA OPP 7-1-246/A/1 Bal | GH NORTH | 07.03.2019 | 0.083483 | Submitted vide Distribution True-up petition for 3rd control Period as Annexure-I | Submitted vide Distribution True-up petition for 3rd control Period as Annexure-I
668 | E/S TO Sri.GOTHAM.AMARNATH REDDY,LTM1611 | GH NORTH | 05.09.2018 | 0.023925 | Submitted vide Distribution True-up petition for 3rd control Period as Annexure-I | Submitted vide Distribution True-up petition for 3rd control Period as Annexure-I
669 | E/S FOR ERECTION OF 100KVA OPP SHOLAY RE | GH NORTH | 05.10.2018 | 0.025082 | Submitted vide Distribution True-up petition for 3rd control Period as Annexure-I | Submitted vide Distribution True-up petition for 3rd control Period as Annexure-I
670 | RECONDUCTORING | GH NORTH | 24.09.2019 | 0.044302 | Submitted vide Distribution True-up petition for 3rd control Period as Annexure-I | Submitted vide Distribution True-up petition for 3rd control Period as Annexure-I
671 | RECONDUCTORING | GH NORTH | 25.05.2018 | 0.033211 | Submitted vide Distribution True-up petition for 3rd control Period as Annexure-I | Submitted vide Distribution True-up petition for 3rd control Period as Annexure-I
672 | Interlinking of LT line | GH NORTH | 31.12.2018 | 0.0012869 | Submitted vide Distribution True-up petition for 3rd control Period as Annexure-I | Submitted vide Distribution True-up petition for 3rd control Period as Annexure-I
673 | REPLACEMENT OF LT PSCC POLES@ RP NILAYAM | GH NORTH | 08.05.2018 | 0.0062854 | Submitted vide Distribution True-up petition for 3rd control Period as Annexure-I | Submitted vide Distribution True-up petition for 3rd control Period as Annexure-I
674 | 250 No's 1-Phasae Mechanical Meter @ LAL | GH NORTH | 26.05.2018 | 0.021579 | Submitted vide Distribution True-up petition for 3rd control Period as Annexure-I | Submitted vide Distribution True-up petition for 3rd control Period as Annexure-I
675 | VENUGOPAL NAGAR New 100 KVA DTR | GH NORTH | 25.05.2018 | 0.034122 | Submitted vide Distribution True-up petition for 3rd control Period as Annexure-I | Submitted vide Distribution True-up petition for 3rd control Period as Annexure-I
676 | MADHAVI NAGAR New 100 KVA DTR | GH NORTH | 09.01.2019 | 0.036208 | Submitted vide Distribution True-up petition for 3rd control Period as Annexure-I | Submitted vide Distribution True-up petition for 3rd control Period as Annexure-I
677 | GOVT HOSPITAL PT New 100 KVA DTR | GH NORTH | 18.06.2018 | 0.03275 | Submitted vide Distribution True-up petition for 3rd control Period as Annexure-I | Submitted vide Distribution True-up petition for 3rd control Period as Annexure-I
678 | SHANKAR REDDY COMPOUND New 100 KVA DTR | GH NORTH | 25.05.2018 | 0.03937 | Submitted vide Distribution True-up petition for 3rd control Period as Annexure-I | Submitted vide Distribution True-up petition for 3rd control Period as Annexure-I
679 | MAHABOODI New 100 KVA DTR | GH NORTH | 25.05.2018 | 0.035329 | Submitted vide Distribution True-up petition for 3rd control Period as Annexure-I | Submitted vide Distribution True-up petition for 3rd control Period as Annexure-I
680 | Revised Estimate-Lalapeta-culvert-Laying | GH NORTH | 30.10.2018 | 0.059755 | Submitted vide Distribution True-up petition for 3rd control Period as Annexure-I | Submitted vide Distribution True-up petition for 3rd control Period as Annexure-I
681 | ERECTION OF 5 N.O NEW LT PSCC POLES & 2 | GH NORTH | 26.05.2018 | 0.0082127 | Submitted vide Distribution True-up petition for 3rd control Period as Annexure-I | Submitted vide Distribution True-up petition for 3rd control Period as Annexure-I
682 | RECONDUCTORING | GH NORTH | 25.05.2018 | 0.035017 | Submitted vide Distribution True-up petition for 3rd control Period as Annexure-I | Submitted vide Distribution True-up petition for 3rd control Period as Annexure-I
683 | RAJEEVNAGAR-11-100 KVA DTR | GH NORTH | 24.09.2019 | 0.033103 | Submitted vide Distribution True-up petition for 3rd control Period as Annexure-I | Submitted vide Distribution True-up petition for 3rd control Period as Annexure-I
684 | RECONDUCTORING | GH NORTH | 28.09.2018 | 0.02784 | Submitted vide Distribution True-up petition for 3rd control Period as Annexure-I | Submitted vide Distribution True-up petition for 3rd control Period as Annexure-I
685 | E/S TO Smt.T.INDIRA W/O SUBBARAMIREDDY,L | GH NORTH | 02.01.2019 | 0.034142 | Submitted vide Distribution True-up petition for 3rd control Period as Annexure-I | Submitted vide Distribution True-up petition for 3rd control Period as Annexure-I
686 | Repl. of 2Element CTPT Sets to 3Element | GH NORTH | 24.01.2019 | 0.011843 | Submitted vide Distribution True-up petition for 3rd control Period as Annexure-I | Submitted vide Distribution True-up petition for 3rd control Period as Annexure-I
687 | Repl. of 2Element CTPT Sets to 3Element | GH NORTH | 24.01.2019 | 0.017399 | Submitted vide Distribution True-up petition for 3rd control Period as Annexure-I | Submitted vide Distribution True-up petition for 3rd control Period as Annexure-I
688 | E/S FOR 100KVA ADDL.DTR AT ALWAL HILLS N | GH NORTH | 30.04.2018 | 0.031015 | Submitted vide Distribution True-up petition for 3rd control Period as Annexure-I | Submitted vide Distribution True-up petition for 3rd control Period as Annexure-I
689 | E/S FOR 100KVA ADDL.DTR at VENKATESHWARA | GH NORTH | 02.11.2018 | 0.039239 | Submitted vide Distribution True-up petition for 3rd control Period as Annexure-I | Submitted vide Distribution True-up petition for 3rd control Period as Annexure-I
690 | E/S FOR 100KVA ADDL.DTR AT MAASANTHOSH C | GH NORTH | 02.11.2018 | 0.033927 | Submitted vide Distribution True-up petition for 3rd control Period as Annexure-I | Submitted vide Distribution True-up petition for 3rd control Period as Annexure-I
691 | E/S FOR 100KVA ADDL.DTR AT ROYAL ENCLAVE | GH NORTH | 04.11.2018 | 0.029659 | Submitted vide Distribution True-up petition for 3rd control Period as Annexure-I | Submitted vide Distribution True-up petition for 3rd control Period as Annexure-I
692 | E/S FOR 100KVA ADDL.DTR AT Balaji Enclav | GH NORTH | 30.04.2018 | 0.034772 | Submitted vide Distribution True-up petition for 3rd control Period as Annexure-I | Submitted vide Distribution True-up petition for 3rd control Period as Annexure-I
693 | Shifting of DTR Srinagar Colony Park | GH NORTH | 30.01.2019 | 0.0205 | Submitted vide Distribution True-up petition for 3rd control Period as Annexure-I | Submitted vide Distribution True-up petition for 3rd control Period as Annexure-I
694 | D.K. Road Feeder | GH NORTH | 30.11.2018 | 0.01346 | Submitted vide Distribution True-up petition for 3rd control Period as Annexure-I | Submitted vide Distribution True-up petition for 3rd control Period as Annexure-I
695 | Banjaranagar Feeder | GH NORTH | 30.11.2018 | 0.017398 | Submitted vide Distribution True-up petition for 3rd control Period as Annexure-I | Submitted vide Distribution True-up petition for 3rd control Period as Annexure-I
696 | ERECTION OF NEW 100KVA DTR at Sree Ram N | GH NORTH | 29.08.2018 | 0.026545 | Submitted vide Distribution True-up petition for 3rd control Period as Annexure-I | Submitted vide Distribution True-up petition for 3rd control Period as Annexure-I
697 | ERECTION OF NEW 100KVA DTR at Syed Nagar | GH NORTH | 05.12.2018 | 0.036532 | Submitted vide Distribution True-up petition for 3rd control Period as Annexure-I | Submitted vide Distribution True-up petition for 3rd control Period as Annexure-I
698 | ERECTION OF NEW 100KVA DTR NEAR ELBIT DA | GH NORTH | 16.01.2019 | 0.028884 | Submitted vide Distribution True-up petition for 3rd control Period as Annexure-I | Submitted vide Distribution True-up petition for 3rd control Period as Annexure-I
699 | Providing LT XLPE 1 Core 120 Sq.mm | GH NORTH | 27.08.2018 | 0.007536 | Submitted vide Distribution True-up petition for 3rd control Period as Annexure-I | Submitted vide Distribution True-up petition for 3rd control Period as Annexure-I
700 | Providing LT XLPE 1 Core 120 Sq.mm | GH NORTH | 27.08.2018 | 0.007536 | Submitted vide Distribution True-up petition for 3rd control Period as Annexure-I | Submitted vide Distribution True-up petition for 3rd control Period as Annexure-I
701 | REPLACEMENT OF LT PSCC POLES@ RP NILAYAM | GH NORTH | 26.05.2018 | 0.0099554 | Submitted vide Distribution True-up petition for 3rd control Period as Annexure-I | Submitted vide Distribution True-up petition for 3rd control Period as Annexure-I
702 | E/S TO R.SOBHA | GH NORTH | 11.05.2018 | 0.023721 | Submitted vide Distribution True-up petition for 3rd control Period as Annexure-I | Submitted vide Distribution True-up petition for 3rd control Period as Annexure-I
703 | CC AL91217964720-M/s.Sunitha structural | GH NORTH | 05.09.2018 | 0.0010599 | Submitted vide Distribution True-up petition for 3rd control Period as Annexure-I | Submitted vide Distribution True-up petition for 3rd control Period as Annexure-I
704 | E/S FOR 100KVA ADDL.DTR AT SADAR BAZAR N | GH NORTH | 30.04.2018 | 0.032825 | Submitted vide Distribution True-up petition for 3rd control Period as Annexure-I | Submitted vide Distribution True-up petition for 3rd control Period as Annexure-I
705 | Estimate for Stree Light meters in Sanat | GH NORTH | 10.10.2018 | 0.017387 | Submitted vide Distribution True-up petition for 3rd control Period as Annexure-I | Submitted vide Distribution True-up petition for 3rd control Period as Annexure-I
706 | Estimate for Stree Light meters in Errag | GH NORTH | 27.08.2018 | 0.017338 | Submitted vide Distribution True-up petition for 3rd control Period as Annexure-I | Submitted vide Distribution True-up petition for 3rd control Period as Annexure-I
707 | E/S tO Stringing of AB cable in Madhapur | GH NORTH | 07.05.2018 | 0.035164 | Submitted vide Distribution True-up petition for 3rd control Period as Annexure-I | Submitted vide Distribution True-up petition for 3rd control Period as Annexure-I
708 | , HT10315370 M/S APURVA RAJU HOMES DEVEL | GH NORTH | 23.10.2018 | 0.0060284 | Submitted vide Distribution True-up petition for 3rd control Period as Annexure-I | Submitted vide Distribution True-up petition for 3rd control Period as Annexure-I
709 | CC90217954046, The proposal for addition | GH NORTH | 26.05.2018 | 0.00022637 | Submitted vide Distribution True-up petition for 3rd control Period as Annexure-I | Submitted vide Distribution True-up petition for 3rd control Period as Annexure-I
710 | CC90216927708,E/S for Addl-Load to G.Sud | GH NORTH | 26.05.2018 | 0.00022513 | Submitted vide Distribution True-up petition for 3rd control Period as Annexure-I | Submitted vide Distribution True-up petition for 3rd control Period as Annexure-I
711 | DrNarapareddy VishnuSwaroopReddyHT123152 | GH NORTH | 04.10.2018 | 0.023068 | Submitted vide Distribution True-up petition for 3rd control Period as Annexure-I | Submitted vide Distribution True-up petition for 3rd control Period as Annexure-I
712 | Replacement of Existing damaged LT OH Co | GH NORTH | 09.08.2018 | 0.016422 | Submitted vide Distribution True-up petition for 3rd control Period as Annexure-I | Submitted vide Distribution True-up petition for 3rd control Period as Annexure-I
713 | AL90217970032 ADDL LOAD E/S TO G.RAJESHW | GH NORTH | 04.01.2019 | 0.00022637 | Submitted vide Distribution True-up petition for 3rd control Period as Annexure-I | Submitted vide Distribution True-up petition for 3rd control Period as Annexure-I
714 | Replacement of Existing damaged LT OH Co | GH NORTH | 09.08.2018 | 0.022766 | Submitted vide Distribution True-up petition for 3rd control Period as Annexure-I | Submitted vide Distribution True-up petition for 3rd control Period as Annexure-I
715 | AL90217970026 ADDL LOAD E/S TO G.RAJESHW | GH NORTH | 22.12.2018 | 0.00022637 | Submitted vide Distribution True-up petition for 3rd control Period as Annexure-I | Submitted vide Distribution True-up petition for 3rd control Period as Annexure-I
716 | Replacement of Existing damaged LT OH Co | GH NORTH | 09.08.2018 | 0.023208 | Submitted vide Distribution True-up petition for 3rd control Period as Annexure-I | Submitted vide Distribution True-up petition for 3rd control Period as Annexure-I
717 | AL90217970029 ADDL LOAD E/S TO G.RAJESHW | GH NORTH | 22.12.2018 | 0.00022637 | Submitted vide Distribution True-up petition for 3rd control Period as Annexure-I | Submitted vide Distribution True-up petition for 3rd control Period as Annexure-I
718 | E/S NEW SERVICE OF C.T METER,NR902171950 | GH NORTH | 30.10.2018 | 0.00099259 | Submitted vide Distribution True-up petition for 3rd control Period as Annexure-I | Submitted vide Distribution True-up petition for 3rd control Period as Annexure-I
719 | ERRECTION OF 1NO ADDL 100KVA DTR AT YADH | GH NORTH | 05.05.2018 | 0.058651 | Submitted vide Distribution True-up petition for 3rd control Period as Annexure-I | Submitted vide Distribution True-up petition for 3rd control Period as Annexure-I
720 | ERRECTION OF 1NO ADDL 100KVA DTR AT YADH | GH NORTH | 05.05.2018 | 0.059153 | Submitted vide Distribution True-up petition for 3rd control Period as Annexure-I | Submitted vide Distribution True-up petition for 3rd control Period as Annexure-I
721 | Providing of alternate LT supply to CMD' | GH NORTH | 03.05.2018 | 0.022145 | Submitted vide Distribution True-up petition for 3rd control Period as Annexure-I | Submitted vide Distribution True-up petition for 3rd control Period as Annexure-I
722 | , LTM171040002 Sri ABBAS ALI Panel Board | GH NORTH | 30.10.2018 | 0.00065462 | Submitted vide Distribution True-up petition for 3rd control Period as Annexure-I | Submitted vide Distribution True-up petition for 3rd control Period as Annexure-I
723 | C HIMA BINDU,HT11115608 | GH NORTH | 30.08.2018 | 0.01922 | Submitted vide Distribution True-up petition for 3rd control Period as Annexure-I | Submitted vide Distribution True-up petition for 3rd control Period as Annexure-I
724 | LTM171040001 Sri MOHAMMED SHARFUDDIN KHA | GH NORTH | 30.10.2018 | 0.0003416 | Submitted vide Distribution True-up petition for 3rd control Period as Annexure-I | Submitted vide Distribution True-up petition for 3rd control Period as Annexure-I
725 | E/S Supply to N.Vidya Sagar,AL9021797346 | GH NORTH | 07.09.2018 | 0.00099134 | Submitted vide Distribution True-up petition for 3rd control Period as Annexure-I | Submitted vide Distribution True-up petition for 3rd control Period as Annexure-I
726 | Airport Hanger Feeders | GH NORTH | 06.10.2018 | 0.047831 | Submitted vide Distribution True-up petition for 3rd control Period as Annexure-I | Submitted vide Distribution True-up petition for 3rd control Period as Annexure-I
727 | 200 No's 3-Phase Mechnical Meters @LALBA | GH NORTH | 05.05.2018 | 0.047355 | Submitted vide Distribution True-up petition for 3rd control Period as Annexure-I | Submitted vide Distribution True-up petition for 3rd control Period as Annexure-I
728 | CC90216933365,E/s for addl.load to Sri.G | GH NORTH | 17.07.2018 | 0.00022637 | Submitted vide Distribution True-up petition for 3rd control Period as Annexure-I | Submitted vide Distribution True-up petition for 3rd control Period as Annexure-I
729 | Estimate for replacement of damaged 11KV | GH NORTH | 30.11.2018 | 0.0086274 | Submitted vide Distribution True-up petition for 3rd control Period as Annexure-I | Submitted vide Distribution True-up petition for 3rd control Period as Annexure-I
730 | E/S TO G.Venkataiah | GH NORTH | 20.10.2018 | 0.00022632 | Submitted vide Distribution True-up petition for 3rd control Period as Annexure-I | Submitted vide Distribution True-up petition for 3rd control Period as Annexure-I
731 | E/S TO M/s Nestcon Shelters Pvt Ltd @ LT | GH NORTH | 30.11.2018 | 0.028883 | Submitted vide Distribution True-up petition for 3rd control Period as Annexure-I | Submitted vide Distribution True-up petition for 3rd control Period as Annexure-I
732 | REPL.OF 250NOS 1-PH NON-HIGH QUALITY MET | GH NORTH | 31.12.2018 | 0.0233 | Submitted vide Distribution True-up petition for 3rd control Period as Annexure-I | Submitted vide Distribution True-up petition for 3rd control Period as Annexure-I
733 | REPL. OF 250NOS NON-HIGH QUALITY METERS | GH NORTH | 12.04.2018 | 0.022995 | Submitted vide Distribution True-up petition for 3rd control Period as Annexure-I | Submitted vide Distribution True-up petition for 3rd control Period as Annexure-I
734 | REPL. OF 250NOS 1-PH NON-HIGH QUALITY ME | GH NORTH | 10.05.2018 | 0.023149 | Submitted vide Distribution True-up petition for 3rd control Period as Annexure-I | Submitted vide Distribution True-up petition for 3rd control Period as Annexure-I
735 | E/s for New 100KVA DTR at Lalaguda secti | GH NORTH | 11.04.2018 | 0.030384 | Submitted vide Distribution True-up petition for 3rd control Period as Annexure-I | Submitted vide Distribution True-up petition for 3rd control Period as Annexure-I
736 | P.Uma Devi (SZ136074 -Addl. Load) | GH NORTH | 25.08.2018 | 0.00022637 | Submitted vide Distribution True-up petition for 3rd control Period as Annexure-I | Submitted vide Distribution True-up petition for 3rd control Period as Annexure-I
737 | AL90317977542 Dt:06.03.2017 | GH NORTH | 28.09.2018 | 0.00022637 | Submitted vide Distribution True-up petition for 3rd control Period as Annexure-I | Submitted vide Distribution True-up petition for 3rd control Period as Annexure-I
738 | ERECTION OF NEW 100KVA DTR at Road No.72 | GH NORTH | 24.01.2019 | 0.029903 | Submitted vide Distribution True-up petition for 3rd control Period as Annexure-I | Submitted vide Distribution True-up petition for 3rd control Period as Annexure-I
739 | HT ADDL CMD TO M/S. SOCTRONICS HDN1808 H | GH NORTH | 27.10.2018 | 0.0049847 | Submitted vide Distribution True-up petition for 3rd control Period as Annexure-I | Submitted vide Distribution True-up petition for 3rd control Period as Annexure-I
740 | Removing of Road crossing of LT OH line | GH NORTH | 26.05.2018 | 0.015053 | Submitted vide Distribution True-up petition for 3rd control Period as Annexure-I | Submitted vide Distribution True-up petition for 3rd control Period as Annexure-I
741 | Rectification of damaged structure | GH NORTH | 01.06.2018 | 0.011611 | Submitted vide Distribution True-up petition for 3rd control Period as Annexure-I | Submitted vide Distribution True-up petition for 3rd control Period as Annexure-I
742 | Erection inter poles in CBD B'Hills | GH NORTH | 08.02.2019 | 0.019727 | Submitted vide Distribution True-up petition for 3rd control Period as Annexure-I | Submitted vide Distribution True-up petition for 3rd control Period as Annexure-I
743 | Replacement of 1ph Mechanical meters | GH NORTH | 05.05.2018 | 0.086555 | Submitted vide Distribution True-up petition for 3rd control Period as Annexure-I | Submitted vide Distribution True-up petition for 3rd control Period as Annexure-I
744 | Erection of 100KVA DTR at Chapalabai | GH NORTH | 09.01.2019 | 0.038649 | Submitted vide Distribution True-up petition for 3rd control Period as Annexure-I | Submitted vide Distribution True-up petition for 3rd control Period as Annexure-I
745 | Removing of Road crossing of LT OH line | GH NORTH | 09.07.2018 | 0.017145 | Submitted vide Distribution True-up petition for 3rd control Period as Annexure-I | Submitted vide Distribution True-up petition for 3rd control Period as Annexure-I
746 | Main. & Repairing of 3Way RMU CBD GNLD: | GH NORTH | 25.08.2018 | 0.0050991 | Submitted vide Distribution True-up petition for 3rd control Period as Annexure-I | Submitted vide Distribution True-up petition for 3rd control Period as Annexure-I
747 | Main. & Repairing of 3Way RMU CBD GNLD: | GH NORTH | 25.08.2018 | 0.0049739 | Submitted vide Distribution True-up petition for 3rd control Period as Annexure-I | Submitted vide Distribution True-up petition for 3rd control Period as Annexure-I
748 | Main. & Repairing of 3Way RMU CBD GNLD: | GH NORTH | 25.08.2018 | 0.0049739 | Submitted vide Distribution True-up petition for 3rd control Period as Annexure-I | Submitted vide Distribution True-up petition for 3rd control Period as Annexure-I
749 | LTM171100002 M. Appanna | GH NORTH | 10.05.2018 | 0.018238 | Submitted vide Distribution True-up petition for 3rd control Period as Annexure-I | Submitted vide Distribution True-up petition for 3rd control Period as Annexure-I
750 | M/s SAI JYOTHI CONSTRUCTION(HYDERABAD)PV | GH NORTH | 30.07.2018 | 0.038785 | Submitted vide Distribution True-up petition for 3rd control Period as Annexure-I | Submitted vide Distribution True-up petition for 3rd control Period as Annexure-I
751 | E/S Supply to Reddy Venkat Patla,NR90217 | GH NORTH | 03.11.2018 | 0.0010612 | Submitted vide Distribution True-up petition for 3rd control Period as Annexure-I | Submitted vide Distribution True-up petition for 3rd control Period as Annexure-I
752 | M/s GREENMARK DEVELOPERS PVT LTD(HYDERA | GH NORTH | 30.07.2018 | 0.042011 | Submitted vide Distribution True-up petition for 3rd control Period as Annexure-I | Submitted vide Distribution True-up petition for 3rd control Period as Annexure-I
753 | Main. & Repairing of 3Way RMU CBD GNLD: | GH NORTH | 25.08.2018 | 0.010332 | Submitted vide Distribution True-up petition for 3rd control Period as Annexure-I | Submitted vide Distribution True-up petition for 3rd control Period as Annexure-I
754 | Main. & Repairing of 3Way RMU CBD GNLD: | GH NORTH | 10.10.2018 | 0.010332 | Submitted vide Distribution True-up petition for 3rd control Period as Annexure-I | Submitted vide Distribution True-up petition for 3rd control Period as Annexure-I
755 | HT10215874, M/S TATA AIG GENERAL INSURAN | GH NORTH | 09.08.2018 | 0.029303 | Submitted vide Distribution True-up petition for 3rd control Period as Annexure-I | Submitted vide Distribution True-up petition for 3rd control Period as Annexure-I
756 | AL90217972696 ADDL LOAD E/S MARISETTI NE | GH NORTH | 22.12.2018 | 0.0011371 | Submitted vide Distribution True-up petition for 3rd control Period as Annexure-I | Submitted vide Distribution True-up petition for 3rd control Period as Annexure-I
757 | Erection of 5wayRMU's in CBD,SEC'BAD | GH NORTH | 29.10.2018 | 0.10855 | Submitted vide Distribution True-up petition for 3rd control Period as Annexure-I | Submitted vide Distribution True-up petition for 3rd control Period as Annexure-I
758 | Erection of 3 way RMU's in CBD,SEC'BAD | GH NORTH | 16.07.2018 | 0.73714 | Submitted vide Distribution True-up petition for 3rd control Period as Annexure-I | Submitted vide Distribution True-up petition for 3rd control Period as Annexure-I
759 | E/S TO M/s.VINDHYA VENTURES,LTM171160017 | GH NORTH | 26.11.2018 | 0.034386 | Submitted vide Distribution True-up petition for 3rd control Period as Annexure-I | Submitted vide Distribution True-up petition for 3rd control Period as Annexure-I
760 | E/S Supply to Harsha Automarts Pvt Ltd,A | GH NORTH | 30.08.2018 | 0.026457 | Submitted vide Distribution True-up petition for 3rd control Period as Annexure-I | Submitted vide Distribution True-up petition for 3rd control Period as Annexure-I
761 | E/S TO Sri.BARU VIKRAM,LTM171160014 | GH NORTH | 05.10.2018 | 0.021258 | Submitted vide Distribution True-up petition for 3rd control Period as Annexure-I | Submitted vide Distribution True-up petition for 3rd control Period as Annexure-I
762 | CC90215678936 K.Bhojireddy, Estimation i | GH NORTH | 26.05.2018 | 0.00022513 | Submitted vide Distribution True-up petition for 3rd control Period as Annexure-I | Submitted vide Distribution True-up petition for 3rd control Period as Annexure-I
763 | ,AL90217982663 E/S for Addl-Load to Sri. | GH NORTH | 02.07.2018 | 0.00022637 | Submitted vide Distribution True-up petition for 3rd control Period as Annexure-I | Submitted vide Distribution True-up petition for 3rd control Period as Annexure-I
764 | Replacement of existing Non Hi Quality M | GH NORTH | 03.11.2018 | 0.0078856 | Submitted vide Distribution True-up petition for 3rd control Period as Annexure-I | Submitted vide Distribution True-up petition for 3rd control Period as Annexure-I
765 | Replacement of existing Non Hi-Quality M | GH NORTH | 03.11.2018 | 0.01811 | Submitted vide Distribution True-up petition for 3rd control Period as Annexure-I | Submitted vide Distribution True-up petition for 3rd control Period as Annexure-I
766 | LTM171110002 E/S TO IMTIAZUDDIN. | GH NORTH | 30.08.2018 | 0.018444 | Submitted vide Distribution True-up petition for 3rd control Period as Annexure-I | Submitted vide Distribution True-up petition for 3rd control Period as Annexure-I
767 | Revised e/s replcmnt of damaged 11KV AB | GH NORTH | 01.08.2018 | 0.010167 | Submitted vide Distribution True-up petition for 3rd control Period as Annexure-I | Submitted vide Distribution True-up petition for 3rd control Period as Annexure-I
768 | General:- The Estimate proposal for layi | GH NORTH | 01.10.2018 | 0.017202 | Submitted vide Distribution True-up petition for 3rd control Period as Annexure-I | Submitted vide Distribution True-up petition for 3rd control Period as Annexure-I
769 | E/S TO SRI.BHUSHANAM RAVINDER @ LTM | GH NORTH | 11.01.2019 | 0.0053376 | Submitted vide Distribution True-up petition for 3rd control Period as Annexure-I | Submitted vide Distribution True-up petition for 3rd control Period as Annexure-I
770 | , HT10215970 THE D.A.D.F (MS) G.M.S.D fo | GH NORTH | 27.02.2019 | 0.026148 | Submitted vide Distribution True-up petition for 3rd control Period as Annexure-I | Submitted vide Distribution True-up petition for 3rd control Period as Annexure-I
771 | AL90317980651(V6022755) RELEASE OF 4KW O | GH NORTH | 12.11.2018 | 0.00022637 | Submitted vide Distribution True-up petition for 3rd control Period as Annexure-I | Submitted vide Distribution True-up petition for 3rd control Period as Annexure-I
772 | ,AL90217988535 E/S for Addl-Load to Sri. | GH NORTH | 02.07.2018 | 0.00022637 | Submitted vide Distribution True-up petition for 3rd control Period as Annexure-I | Submitted vide Distribution True-up petition for 3rd control Period as Annexure-I
773 | E/s for Enhance 160kva TO New 315KVA DTR | GH NORTH | 28.02.2019 | 0.01534 | Submitted vide Distribution True-up petition for 3rd control Period as Annexure-I | Submitted vide Distribution True-up petition for 3rd control Period as Annexure-I
774 | AL90317987925;DZ-4770;22/03/2017 | GH NORTH | 12.11.2018 | 0.024052 | Submitted vide Distribution True-up petition for 3rd control Period as Annexure-I | Submitted vide Distribution True-up petition for 3rd control Period as Annexure-I
775 | Stringing of AB Cable Yellareddygda Sect | GH NORTH | 06.10.2018 | 0.058407 | Submitted vide Distribution True-up petition for 3rd control Period as Annexure-I | Submitted vide Distribution True-up petition for 3rd control Period as Annexure-I
776 | Stringing of AB Cable Ameerpet Section | GH NORTH | 06.10.2018 | 0.061766 | Submitted vide Distribution True-up petition for 3rd control Period as Annexure-I | Submitted vide Distribution True-up petition for 3rd control Period as Annexure-I
777 | Erection of 100kVA DTR near Gummadi Towe | GH NORTH | 10.05.2018 | 0.028704 | Submitted vide Distribution True-up petition for 3rd control Period as Annexure-I | Submitted vide Distribution True-up petition for 3rd control Period as Annexure-I
778 | E/S To Sri.R.Maheshwar @ 63KVA | GH NORTH | 30.11.2018 | 0.028611 | Submitted vide Distribution True-up petition for 3rd control Period as Annexure-I | Submitted vide Distribution True-up petition for 3rd control Period as Annexure-I
779 | E/S to Sri.G.Narendra (AL90217963128) | GH NORTH | 24.09.2018 | 0.00098129 | Submitted vide Distribution True-up petition for 3rd control Period as Annexure-I | Submitted vide Distribution True-up petition for 3rd control Period as Annexure-I
780 | V AVINASH & OTHERS,HT64614621 | GH NORTH | 05.10.2018 | 0.032338 | Submitted vide Distribution True-up petition for 3rd control Period as Annexure-I | Submitted vide Distribution True-up petition for 3rd control Period as Annexure-I
781 | LTM171200004 M/s. Sunshine Infra Pvt Ltd | GH NORTH | 07.05.2018 | 0.023768 | Submitted vide Distribution True-up petition for 3rd control Period as Annexure-I | Submitted vide Distribution True-up petition for 3rd control Period as Annexure-I
782 | AL90317982876,addl load to Venktaiah | GH NORTH | 05.05.2018 | 0.00022637 | Submitted vide Distribution True-up petition for 3rd control Period as Annexure-I | Submitted vide Distribution True-up petition for 3rd control Period as Annexure-I
783 | Addl Load-E/s to erection of 1no 63KVA D | GH NORTH | 05.05.2018 | 0.019328 | Submitted vide Distribution True-up petition for 3rd control Period as Annexure-I | Submitted vide Distribution True-up petition for 3rd control Period as Annexure-I
784 | AL90217979337 E/S for Addl-Load to Sri.M | GH NORTH | 02.07.2018 | 0.00022637 | Submitted vide Distribution True-up petition for 3rd control Period as Annexure-I | Submitted vide Distribution True-up petition for 3rd control Period as Annexure-I
785 | ,AL90217990847 Addl-load to S2004799 | GH NORTH | 03.07.2018 | 0.00022637 | Submitted vide Distribution True-up petition for 3rd control Period as Annexure-I | Submitted vide Distribution True-up petition for 3rd control Period as Annexure-I
786 | LT Addl circuit in Clocktower section. | GH NORTH | 02.01.2019 | 0.02888 | Submitted vide Distribution True-up petition for 3rd control Period as Annexure-I | Submitted vide Distribution True-up petition for 3rd control Period as Annexure-I
787 | Revised estimate-BRINGING OUT Of 280NOS | GH NORTH | 14.12.2018 | 0.010699 | Submitted vide Distribution True-up petition for 3rd control Period as Annexure-I | Submitted vide Distribution True-up petition for 3rd control Period as Annexure-I
788 | Revised estimate-REPL.OF DAMAGED, RUST, | GH NORTH | 10.04.2018 | 0.014562 | Submitted vide Distribution True-up petition for 3rd control Period as Annexure-I | Submitted vide Distribution True-up petition for 3rd control Period as Annexure-I
789 | E/s for New 100KVA DTR near cycle narsim | GH NORTH | 30.04.2018 | 0.037207 | Submitted vide Distribution True-up petition for 3rd control Period as Annexure-I | Submitted vide Distribution True-up petition for 3rd control Period as Annexure-I
790 | E/s for New 100KVA DTR at Devi nagar nea | GH NORTH | 30.04.2018 | 0.027986 | Submitted vide Distribution True-up petition for 3rd control Period as Annexure-I | Submitted vide Distribution True-up petition for 3rd control Period as Annexure-I
791 | E/s for New 100KVA DTR at Evergreen Func | GH NORTH | 30.04.2018 | 0.034589 | Submitted vide Distribution True-up petition for 3rd control Period as Annexure-I | Submitted vide Distribution True-up petition for 3rd control Period as Annexure-I
792 | E/s for New 100KVA DTR at Bholakpur | GH NORTH | 30.04.2018 | 0.029695 | Submitted vide Distribution True-up petition for 3rd control Period as Annexure-I | Submitted vide Distribution True-up petition for 3rd control Period as Annexure-I
793 | E/s for New 100KVA DTR at Padmarao Nagar | GH NORTH | 30.04.2018 | 0.025243 | Submitted vide Distribution True-up petition for 3rd control Period as Annexure-I | Submitted vide Distribution True-up petition for 3rd control Period as Annexure-I
794 | AL90217972675 E/S for Addl-Load to Sri.G | GH NORTH | 04.07.2018 | 0.00022687 | Submitted vide Distribution True-up petition for 3rd control Period as Annexure-I | Submitted vide Distribution True-up petition for 3rd control Period as Annexure-I
795 | E/S TO Smt.Rajani W/o Jayaram Reddy,LTM1 | GH NORTH | 05.09.2018 | 0.022767 | Submitted vide Distribution True-up petition for 3rd control Period as Annexure-I | Submitted vide Distribution True-up petition for 3rd control Period as Annexure-I
796 | E/s for New 100KVA DTR Near Saibaba Temp | GH NORTH | 30.04.2018 | 0.026658 | Submitted vide Distribution True-up petition for 3rd control Period as Annexure-I | Submitted vide Distribution True-up petition for 3rd control Period as Annexure-I
797 | RAMESH K TIKANI LTM151630008 dt.28.08.15 | GH NORTH | 26.11.2018 | 0.026843 | Submitted vide Distribution True-up petition for 3rd control Period as Annexure-I | Submitted vide Distribution True-up petition for 3rd control Period as Annexure-I
798 | E/S Supply to Shabana Sultana,CC90216915 | GH NORTH | 07.09.2018 | 0.00022637 | Submitted vide Distribution True-up petition for 3rd control Period as Annexure-I | Submitted vide Distribution True-up petition for 3rd control Period as Annexure-I
799 | E/S TO Sri.P.SHYAMALA & OTHERS ,LTM16116 | GH NORTH | 04.09.2018 | 0.022328 | Submitted vide Distribution True-up petition for 3rd control Period as Annexure-I | Submitted vide Distribution True-up petition for 3rd control Period as Annexure-I
800 | M/S D. MADHAVI REDDY @LTM161740007. | GH NORTH | 05.05.2018 | 0.026104 | Submitted vide Distribution True-up petition for 3rd control Period as Annexure-I | Submitted vide Distribution True-up petition for 3rd control Period as Annexure-I
801 | E/S Supply to G.Krishna Bai,AL9021797342 | GH NORTH | 09.10.2018 | 0.00022699 | Submitted vide Distribution True-up petition for 3rd control Period as Annexure-I | Submitted vide Distribution True-up petition for 3rd control Period as Annexure-I
802 | E/S TO M/s.White Water Constructions Pvt | GH NORTH | 04.09.2018 | 0.024089 | Submitted vide Distribution True-up petition for 3rd control Period as Annexure-I | Submitted vide Distribution True-up petition for 3rd control Period as Annexure-I
803 | , LTM171040003 Sri MOHAMMED IMADUDDIN Pa | GH NORTH | 30.10.2018 | 0.00096763 | Submitted vide Distribution True-up petition for 3rd control Period as Annexure-I | Submitted vide Distribution True-up petition for 3rd control Period as Annexure-I
804 | E/S TO GSVV Satynaryana | GH NORTH | 29.08.2018 | 0.021562 | Submitted vide Distribution True-up petition for 3rd control Period as Annexure-I | Submitted vide Distribution True-up petition for 3rd control Period as Annexure-I
805 | E/S TO Raha Tunnisa | GH NORTH | 20.10.2018 | 0.00045263 | Submitted vide Distribution True-up petition for 3rd control Period as Annexure-I | Submitted vide Distribution True-up petition for 3rd control Period as Annexure-I
806 | AL90317998851, DZ003390, DT:11/04/2017. | GH NORTH | 13.11.2018 | 0.00022637 | Submitted vide Distribution True-up petition for 3rd control Period as Annexure-I | Submitted vide Distribution True-up petition for 3rd control Period as Annexure-I
807 | E/S to G.Narayan Rao (AL90217963746) | GH NORTH | 22.09.2018 | 0.025824 | Submitted vide Distribution True-up petition for 3rd control Period as Annexure-I | Submitted vide Distribution True-up petition for 3rd control Period as Annexure-I
808 | E/S to B.Murali (AL902171000556) | GH NORTH | 20.10.2018 | 0.00098254 | Submitted vide Distribution True-up petition for 3rd control Period as Annexure-I | Submitted vide Distribution True-up petition for 3rd control Period as Annexure-I
809 | E/S TO SRI.D.VENKATESH @ ADDL LOAD | GH NORTH | 03.01.2019 | 0.00022637 | Submitted vide Distribution True-up petition for 3rd control Period as Annexure-I | Submitted vide Distribution True-up petition for 3rd control Period as Annexure-I
810 | addl.load to PZ000299 (1-PH TO 3-PH) | GH NORTH | 10.07.2018 | 0.00022637 | Submitted vide Distribution True-up petition for 3rd control Period as Annexure-I | Submitted vide Distribution True-up petition for 3rd control Period as Annexure-I
811 | E/S to D.Prashanti (AL90217989601) | GH NORTH | 10.10.2018 | 0.014655 | Submitted vide Distribution True-up petition for 3rd control Period as Annexure-I | Submitted vide Distribution True-up petition for 3rd control Period as Annexure-I
812 | VAMSIRAM DEVELOPERS LLP,HT11115488 | GH NORTH | 04.11.2018 | 0.11323 | Submitted vide Distribution True-up petition for 3rd control Period as Annexure-I | Submitted vide Distribution True-up petition for 3rd control Period as Annexure-I
813 | E/S To Imp dtr at Harijana Basthi | GH NORTH | 03.05.2018 | 0.028704 | Submitted vide Distribution True-up petition for 3rd control Period as Annexure-I | Submitted vide Distribution True-up petition for 3rd control Period as Annexure-I
814 | E/S TO Sri.V.Srinivas & Others,LTM171160 | GH NORTH | 25.09.2018 | 0.019779 | Submitted vide Distribution True-up petition for 3rd control Period as Annexure-I | Submitted vide Distribution True-up petition for 3rd control Period as Annexure-I
815 | E/S TO M/S.Rusheel Basav Builders,LTM171 | GH NORTH | 22.09.2018 | 0.020391 | Submitted vide Distribution True-up petition for 3rd control Period as Annexure-I | Submitted vide Distribution True-up petition for 3rd control Period as Annexure-I
816 | Addl.Load of J.VENKAT REDDY, CC912179595 | GH NORTH | 07.01.2019 | 0.00022699 | Submitted vide Distribution True-up petition for 3rd control Period as Annexure-I | Submitted vide Distribution True-up petition for 3rd control Period as Annexure-I
817 | E/S To SMT.A.MANJU LATHA @ PANEL | GH NORTH | 27.11.2018 | 0.0023347 | Submitted vide Distribution True-up petition for 3rd control Period as Annexure-I | Submitted vide Distribution True-up petition for 3rd control Period as Annexure-I
818 | ,LTM171660004,Dt:27.03.2017 , | GH NORTH | 01.06.2018 | 0.027677 | Submitted vide Distribution True-up petition for 3rd control Period as Annexure-I | Submitted vide Distribution True-up petition for 3rd control Period as Annexure-I
819 | E/S To Challa builders | GH NORTH | 30.07.2018 | 0.01075 | Submitted vide Distribution True-up petition for 3rd control Period as Annexure-I | Submitted vide Distribution True-up petition for 3rd control Period as Annexure-I
820 | AL90317995360(V6050437)RELEASE OF 2.80KW | GH NORTH | 16.04.2018 | 0.00022699 | Submitted vide Distribution True-up petition for 3rd control Period as Annexure-I | Submitted vide Distribution True-up petition for 3rd control Period as Annexure-I
821 | MANGAL PT GOWTHAM NAGAR - NSKK SCHOOL Ne | GH NORTH | 05.05.2018 | 0.032303 | Submitted vide Distribution True-up petition for 3rd control Period as Annexure-I | Submitted vide Distribution True-up petition for 3rd control Period as Annexure-I
822 | RAGHAVENDRA - ANGANWADI SCHOOL New 100 | GH NORTH | 14.11.2018 | 0.031678 | Submitted vide Distribution True-up petition for 3rd control Period as Annexure-I | Submitted vide Distribution True-up petition for 3rd control Period as Annexure-I
823 | B/f 11KV Kummari Basti & 11KV APIIC-2 fe | GH NORTH | 29.08.2018 | 0.38832 | Submitted vide Distribution True-up petition for 3rd control Period as Annexure-I | Submitted vide Distribution True-up petition for 3rd control Period as Annexure-I
824 | Renovation of ADE/Const/North office | GH NORTH | 30.10.2018 | 0.012971 | Submitted vide Distribution True-up petition for 3rd control Period as Annexure-I | Submitted vide Distribution True-up petition for 3rd control Period as Annexure-I
825 | ,NR902171999677 M/S.SANJAY KANKARIA. | GH NORTH | 30.07.2018 | 0.00098378 | Submitted vide Distribution True-up petition for 3rd control Period as Annexure-I | Submitted vide Distribution True-up petition for 3rd control Period as Annexure-I
826 | LTM171200007 B.V. THIMMA REDDY & OTHERS | GH NORTH | 07.05.2018 | 0.025402 | Submitted vide Distribution True-up petition for 3rd control Period as Annexure-I | Submitted vide Distribution True-up petition for 3rd control Period as Annexure-I
827 | Sri.V.N.Srivatsa A2000933 Addl load<(>,< | GH NORTH | 26.02.2019 | 0.00022637 | Submitted vide Distribution True-up petition for 3rd control Period as Annexure-I | Submitted vide Distribution True-up petition for 3rd control Period as Annexure-I
828 | E/s for 100kva OPP Little Star School,T | GH NORTH | 06.06.2018 | 0.038049 | Submitted vide Distribution True-up petition for 3rd control Period as Annexure-I | Submitted vide Distribution True-up petition for 3rd control Period as Annexure-I
829 | E/s for 100kva Near chakravarth Tower,Sh | GH NORTH | 10.10.2018 | 0.040369 | Submitted vide Distribution True-up petition for 3rd control Period as Annexure-I | Submitted vide Distribution True-up petition for 3rd control Period as Annexure-I
830 | E/s for 100kva Near Amrutha kuteer Bomba | GH NORTH | 24.11.2018 | 0.042599 | Submitted vide Distribution True-up petition for 3rd control Period as Annexure-I | Submitted vide Distribution True-up petition for 3rd control Period as Annexure-I
831 | 11 KV Vidyuth Towers Feeder | GH NORTH | 28.11.2018 | 0.065932 | Submitted vide Distribution True-up petition for 3rd control Period as Annexure-I | Submitted vide Distribution True-up petition for 3rd control Period as Annexure-I
832 | 0 | GH NORTH | 09.07.2018 | 0.0011365 | Submitted vide Distribution True-up petition for 3rd control Period as Annexure-I | Submitted vide Distribution True-up petition for 3rd control Period as Annexure-I
833 | RESTORATION OF CMD TO ILYAS M,HT12315518 | GH NORTH | 17.11.2018 | 0.0050903 | Submitted vide Distribution True-up petition for 3rd control Period as Annexure-I | Submitted vide Distribution True-up petition for 3rd control Period as Annexure-I
834 | AL90217971614, M/S. Divya Shakthi Apt OW | GH NORTH | 03.10.2018 | 0.00098129 | Submitted vide Distribution True-up petition for 3rd control Period as Annexure-I | Submitted vide Distribution True-up petition for 3rd control Period as Annexure-I
835 | AL90217971612, M/S.Divya Shakthi Apt OW | GH NORTH | 03.10.2018 | 0.00098129 | Submitted vide Distribution True-up petition for 3rd control Period as Annexure-I | Submitted vide Distribution True-up petition for 3rd control Period as Annexure-I
836 | Revised estimate for-PROVIDING OF ADDL C | GH NORTH | 09.01.2019 | 0.010384 | Submitted vide Distribution True-up petition for 3rd control Period as Annexure-I | Submitted vide Distribution True-up petition for 3rd control Period as Annexure-I
837 | ERECTION OF NEW 100KVA DTR AT ANA AGAR | GH NORTH | 07.03.2019 | 0.030608 | Submitted vide Distribution True-up petition for 3rd control Period as Annexure-I | Submitted vide Distribution True-up petition for 3rd control Period as Annexure-I
838 | Sri.A.Thirumal Reddy A2027671 Addl load< | GH NORTH | 03.10.2018 | 0.00022637 | Submitted vide Distribution True-up petition for 3rd control Period as Annexure-I | Submitted vide Distribution True-up petition for 3rd control Period as Annexure-I
839 | HT10815235 of M/s.CRYSTAL COATING PRODUC | GH NORTH | 05.05.2018 | 0.0061186 | Submitted vide Distribution True-up petition for 3rd control Period as Annexure-I | Submitted vide Distribution True-up petition for 3rd control Period as Annexure-I
840 | E/S TO M/S Shivarama Constrictions Devel | GH NORTH | 05.11.2018 | 0.029559 | Submitted vide Distribution True-up petition for 3rd control Period as Annexure-I | Submitted vide Distribution True-up petition for 3rd control Period as Annexure-I
841 | Prameela Rani | GH NORTH | 28.04.2018 | 0.026109 | Submitted vide Distribution True-up petition for 3rd control Period as Annexure-I | Submitted vide Distribution True-up petition for 3rd control Period as Annexure-I
842 | HTCSC.REG.No. HT99916148 Dt: 18.04.2017 | GH NORTH | 07.02.2019 | 0.023689 | Submitted vide Distribution True-up petition for 3rd control Period as Annexure-I | Submitted vide Distribution True-up petition for 3rd control Period as Annexure-I
843 | E/S TO Sri P Srinivas Rao & Others | GH NORTH | 05.06.2018 | 0.014947 | Submitted vide Distribution True-up petition for 3rd control Period as Annexure-I | Submitted vide Distribution True-up petition for 3rd control Period as Annexure-I
844 | E/S TO TULSI RAM CHOUDARY AT TECHERS COL | GH NORTH | 11.04.2018 | 0.00022637 | Submitted vide Distribution True-up petition for 3rd control Period as Annexure-I | Submitted vide Distribution True-up petition for 3rd control Period as Annexure-I
845 | E/S TO Sri.P.Jyothi,AL90217996600/06.04. | GH NORTH | 22.09.2018 | 0.026549 | Submitted vide Distribution True-up petition for 3rd control Period as Annexure-I | Submitted vide Distribution True-up petition for 3rd control Period as Annexure-I
846 | ,LTM161020032, E/S Sri.Shrikanth Bhakkad | GH NORTH | 01.09.2018 | 0.02304 | Submitted vide Distribution True-up petition for 3rd control Period as Annexure-I | Submitted vide Distribution True-up petition for 3rd control Period as Annexure-I
847 | E/s To Re Conducting in madhapur section | GH NORTH | 09.08.2018 | 0.033952 | Submitted vide Distribution True-up petition for 3rd control Period as Annexure-I | Submitted vide Distribution True-up petition for 3rd control Period as Annexure-I
848 | E/s To Re Conducting in Madhapur section | GH NORTH | 08.08.2018 | 0.029836 | Submitted vide Distribution True-up petition for 3rd control Period as Annexure-I | Submitted vide Distribution True-up petition for 3rd control Period as Annexure-I
849 | E/s to Sri K Ram Kishan Rao | GH NORTH | 04.11.2018 | 0.0024427 | Submitted vide Distribution True-up petition for 3rd control Period as Annexure-I | Submitted vide Distribution True-up petition for 3rd control Period as Annexure-I
850 | HTCSC.REG.No. HT10116052 Dt: 01.04.2017 | GH NORTH | 07.02.2019 | 0.025373 | Submitted vide Distribution True-up petition for 3rd control Period as Annexure-I | Submitted vide Distribution True-up petition for 3rd control Period as Annexure-I
851 | Replacement of existing 2-Element CTPT s | GH NORTH | 10.04.2018 | 0.012189 | Submitted vide Distribution True-up petition for 3rd control Period as Annexure-I | Submitted vide Distribution True-up petition for 3rd control Period as Annexure-I
852 | AL902171016675, SECRETARY MOHAMEDI MOSQU | GH NORTH | 11.07.2018 | 0.0011371 | Submitted vide Distribution True-up petition for 3rd control Period as Annexure-I | Submitted vide Distribution True-up petition for 3rd control Period as Annexure-I
853 | E/s for enhancement of 100KVA to 160KVA | GH NORTH | 03.01.2019 | 0.0012584 | Submitted vide Distribution True-up petition for 3rd control Period as Annexure-I | Submitted vide Distribution True-up petition for 3rd control Period as Annexure-I
854 | E/S TO Sri.G.Ekambar Reddy,AL9021799820 | GH NORTH | 24.09.2018 | 0.024724 | Submitted vide Distribution True-up petition for 3rd control Period as Annexure-I | Submitted vide Distribution True-up petition for 3rd control Period as Annexure-I
855 | AL90317996697,ADD.LOAD 5KW V6056599 USHA | GH NORTH | 12.04.2018 | 0.00022637 | Submitted vide Distribution True-up petition for 3rd control Period as Annexure-I | Submitted vide Distribution True-up petition for 3rd control Period as Annexure-I
856 | AL903171013683;04/05/2017;DZ-64 | GH NORTH | 07.08.2018 | 0.00098254 | Submitted vide Distribution True-up petition for 3rd control Period as Annexure-I | Submitted vide Distribution True-up petition for 3rd control Period as Annexure-I
857 | E/S TO Smt.D.Kavitha Rao,AL902171012057/ | GH NORTH | 20.10.2018 | 0.028119 | Submitted vide Distribution True-up petition for 3rd control Period as Annexure-I | Submitted vide Distribution True-up petition for 3rd control Period as Annexure-I
858 | E/S TO Sri.Shakthi School,AL902171013085 | GH NORTH | 22.09.2018 | 0.023519 | Submitted vide Distribution True-up petition for 3rd control Period as Annexure-I | Submitted vide Distribution True-up petition for 3rd control Period as Annexure-I
859 | LTM171220006 E/S TO E.NIRMALA IN PARSIGU | GH NORTH | 13.11.2018 | 0.00023843 | Submitted vide Distribution True-up petition for 3rd control Period as Annexure-I | Submitted vide Distribution True-up petition for 3rd control Period as Annexure-I
860 | Revised estimate-REPL.OF INTERS POLES IN | GH NORTH | 10.04.2018 | 0.0075516 | Submitted vide Distribution True-up petition for 3rd control Period as Annexure-I | Submitted vide Distribution True-up petition for 3rd control Period as Annexure-I
861 | E/S To Smt.M.Meghana & 25KVA DTR<(>&<)> | GH NORTH | 26.11.2018 | 0.019147 | Submitted vide Distribution True-up petition for 3rd control Period as Annexure-I | Submitted vide Distribution True-up petition for 3rd control Period as Annexure-I
862 | LTM171110009 E/S TO SMT B.SUJATHA | GH NORTH | 23.02.2019 | 0.00056358 | Submitted vide Distribution True-up petition for 3rd control Period as Annexure-I | Submitted vide Distribution True-up petition for 3rd control Period as Annexure-I
863 | E/S TO Improvement DTR at Guttla Begumet | GH NORTH | 06.10.2018 | 0.038857 | Submitted vide Distribution True-up petition for 3rd control Period as Annexure-I | Submitted vide Distribution True-up petition for 3rd control Period as Annexure-I
864 | LTM171020006 E/s to Smt.J.R Sangeetha Er | GH NORTH | 28.07.2018 | 0.00055634 | Submitted vide Distribution True-up petition for 3rd control Period as Annexure-I | Submitted vide Distribution True-up petition for 3rd control Period as Annexure-I
865 | E/S to K.S.RamaKrishna (AL902171000468) | GH NORTH | 20.10.2018 | 0.00098254 | Submitted vide Distribution True-up petition for 3rd control Period as Annexure-I | Submitted vide Distribution True-up petition for 3rd control Period as Annexure-I
866 | AL90217985581, M/S Indus Towers Ltd | GH NORTH | 25.05.2018 | 0.00098129 | Submitted vide Distribution True-up petition for 3rd control Period as Annexure-I | Submitted vide Distribution True-up petition for 3rd control Period as Annexure-I
867 | E/S TO General Manager,HMWS AL GENERAL: | GH NORTH | 20.10.2018 | 0.00098129 | Submitted vide Distribution True-up petition for 3rd control Period as Annexure-I | Submitted vide Distribution True-up petition for 3rd control Period as Annexure-I
868 | E/s for enhancement of 250KVA to 315KVA. | GH NORTH | 02.01.2019 | 0.0013396 | Submitted vide Distribution True-up petition for 3rd control Period as Annexure-I | Submitted vide Distribution True-up petition for 3rd control Period as Annexure-I
869 | E/S TO M/S. Sri Sai Srinivasa Constructi | GH NORTH | 29.01.2019 | 0.0026067 | Submitted vide Distribution True-up petition for 3rd control Period as Annexure-I | Submitted vide Distribution True-up petition for 3rd control Period as Annexure-I
870 | ,LTM171020005 E/S Smt.Y.Siva Nagamani. | GH NORTH | 09.08.2018 | 0.02577 | Submitted vide Distribution True-up petition for 3rd control Period as Annexure-I | Submitted vide Distribution True-up petition for 3rd control Period as Annexure-I
871 | E/S TO Smt S Shrikanya & Others. | GH NORTH | 08.02.2019 | 0.015653 | Submitted vide Distribution True-up petition for 3rd control Period as Annexure-I | Submitted vide Distribution True-up petition for 3rd control Period as Annexure-I
872 | E/s to Sri.P.SEETHA MAHALAXMI RAO,LTM161 | GH NORTH | 08.03.2019 | 0.08843 | Submitted vide Distribution True-up petition for 3rd control Period as Annexure-I | Submitted vide Distribution True-up petition for 3rd control Period as Annexure-I
873 | Revised estimate-REPL.OF 7Nos DAMAGED/RU | GH NORTH | 26.05.2018 | 0.0067142 | Submitted vide Distribution True-up petition for 3rd control Period as Annexure-I | Submitted vide Distribution True-up petition for 3rd control Period as Annexure-I
874 | Revised estimate-REPL.OF 6NOS DAMAGED/RU | GH NORTH | 26.05.2018 | 0.0057257 | Submitted vide Distribution True-up petition for 3rd control Period as Annexure-I | Submitted vide Distribution True-up petition for 3rd control Period as Annexure-I
875 | Enhancement of 100KVA Shivalayam DTR. | GH NORTH | 30.10.2018 | 0.026254 | Submitted vide Distribution True-up petition for 3rd control Period as Annexure-I | Submitted vide Distribution True-up petition for 3rd control Period as Annexure-I
876 | Enhancement of 100KVA DTR(Green hotel ) | GH NORTH | 07.10.2018 | 0.019021 | Submitted vide Distribution True-up petition for 3rd control Period as Annexure-I | Submitted vide Distribution True-up petition for 3rd control Period as Annexure-I
877 | 100KVA DTR AT SURESH RAJ PT NEAR VIJAYA | GH NORTH | 27.10.2018 | 0.02383 | Submitted vide Distribution True-up petition for 3rd control Period as Annexure-I | Submitted vide Distribution True-up petition for 3rd control Period as Annexure-I
878 | Er. of 100KVA DTR at Sudarshan Reddy PT | GH NORTH | 27.10.2018 | 0.027432 | Submitted vide Distribution True-up petition for 3rd control Period as Annexure-I | Submitted vide Distribution True-up petition for 3rd control Period as Annexure-I
879 | E/S To UJAWAL GUPTA LTM176460018 | GH NORTH | 11.05.2018 | 0.029917 | Submitted vide Distribution True-up petition for 3rd control Period as Annexure-I | Submitted vide Distribution True-up petition for 3rd control Period as Annexure-I
880 | E/S TO Sri.Kamal Jain,AL902171006258/22 | GH NORTH | 26.09.2018 | 0.018393 | Submitted vide Distribution True-up petition for 3rd control Period as Annexure-I | Submitted vide Distribution True-up petition for 3rd control Period as Annexure-I
881 | ERRECTION OF 1NO ADDL 100KVA DTR AT LAKS | GH NORTH | 02.05.2018 | 0.034557 | Submitted vide Distribution True-up petition for 3rd control Period as Annexure-I | Submitted vide Distribution True-up petition for 3rd control Period as Annexure-I
882 | ERRECTION OF 1NO 100KVA DTR AT VENGALRAO | GH NORTH | 02.05.2018 | 0.030252 | Submitted vide Distribution True-up petition for 3rd control Period as Annexure-I | Submitted vide Distribution True-up petition for 3rd control Period as Annexure-I
883 | ERRECTION OF 1NO ADDL 100KVA DTR AT ALLA | GH NORTH | 02.05.2018 | 0.030359 | Submitted vide Distribution True-up petition for 3rd control Period as Annexure-I | Submitted vide Distribution True-up petition for 3rd control Period as Annexure-I
884 | ERRECTION OF 1NO ADDL 100KVA DTR AT VENG | GH NORTH | 02.05.2018 | 0.028606 | Submitted vide Distribution True-up petition for 3rd control Period as Annexure-I | Submitted vide Distribution True-up petition for 3rd control Period as Annexure-I
885 | AL902171013589, AL902171013591, AL902171 | GH NORTH | 04.10.2018 | 0.020506 | Submitted vide Distribution True-up petition for 3rd control Period as Annexure-I | Submitted vide Distribution True-up petition for 3rd control Period as Annexure-I
886 | HT10616306 Dt.27.04.2017 Addl. Load to H | GH NORTH | 12.07.2018 | 0.0049878 | Submitted vide Distribution True-up petition for 3rd control Period as Annexure-I | Submitted vide Distribution True-up petition for 3rd control Period as Annexure-I
887 | NR903171996030: M/S HYDERABAD METRO RAIL | GH NORTH | 12.11.2018 | 0.036472 | Submitted vide Distribution True-up petition for 3rd control Period as Annexure-I | Submitted vide Distribution True-up petition for 3rd control Period as Annexure-I
888 | E/S TO SMT. PANI DEVI @ ADDL LOAD | GH NORTH | 29.01.2019 | 0.00022637 | Submitted vide Distribution True-up petition for 3rd control Period as Annexure-I | Submitted vide Distribution True-up petition for 3rd control Period as Annexure-I
889 | AL902171024919 E/S ADDL LOAD TO S.A.KHAN | GH NORTH | 04.12.2018 | 0.020257 | Submitted vide Distribution True-up petition for 3rd control Period as Annexure-I | Submitted vide Distribution True-up petition for 3rd control Period as Annexure-I
890 | E/S TO M/S.VASAVI PROJECTS AT THIRUMULGI | GH NORTH | 06.10.2018 | 0.054248 | Submitted vide Distribution True-up petition for 3rd control Period as Annexure-I | Submitted vide Distribution True-up petition for 3rd control Period as Annexure-I
891 | E/S TO D.Raj Sampath,,AL902171015328 | GH NORTH | 09.10.2018 | 0.0129 | Submitted vide Distribution True-up petition for 3rd control Period as Annexure-I | Submitted vide Distribution True-up petition for 3rd control Period as Annexure-I
892 | ERRECTION OF 1NO ADDL 100KVA DTR AT OPP | GH NORTH | 02.05.2018 | 0.031038 | Submitted vide Distribution True-up petition for 3rd control Period as Annexure-I | Submitted vide Distribution True-up petition for 3rd control Period as Annexure-I
893 | Sri CH Krishna Murthy,HT12315476 | GH NORTH | 03.11.2018 | 0.029312 | Submitted vide Distribution True-up petition for 3rd control Period as Annexure-I | Submitted vide Distribution True-up petition for 3rd control Period as Annexure-I
894 | E/S TO JASVINDER KAUR | GH NORTH | 04.08.2018 | 0.018363 | Submitted vide Distribution True-up petition for 3rd control Period as Annexure-I | Submitted vide Distribution True-up petition for 3rd control Period as Annexure-I
895 | ,AL903171016481;DZ-14429;09/05/2017 | GH NORTH | 12.11.2018 | 0.027461 | Submitted vide Distribution True-up petition for 3rd control Period as Annexure-I | Submitted vide Distribution True-up petition for 3rd control Period as Annexure-I
896 | E/S TO Sri.M/s.P.R Construction,LTM17116 | GH NORTH | 26.09.2018 | 0.023125 | Submitted vide Distribution True-up petition for 3rd control Period as Annexure-I | Submitted vide Distribution True-up petition for 3rd control Period as Annexure-I
897 | E/S TO G.VENU AL90217975826 | GH NORTH | 20.10.2018 | 0.00022632 | Submitted vide Distribution True-up petition for 3rd control Period as Annexure-I | Submitted vide Distribution True-up petition for 3rd control Period as Annexure-I
898 | LTM151200001 E/S TO COMMANDANT 1st BATTA | GH NORTH | 25.07.2018 | 0.0011813 | Submitted vide Distribution True-up petition for 3rd control Period as Annexure-I | Submitted vide Distribution True-up petition for 3rd control Period as Annexure-I
899 | AL90217961496, M/S Indus Towers Ltd | GH NORTH | 29.08.2018 | 0.00098378 | Submitted vide Distribution True-up petition for 3rd control Period as Annexure-I | Submitted vide Distribution True-up petition for 3rd control Period as Annexure-I
900 | E/s for Addl load for (SZ086972) 36+17=5 | GH NORTH | 30.07.2018 | 0.023303 | Submitted vide Distribution True-up petition for 3rd control Period as Annexure-I | Submitted vide Distribution True-up petition for 3rd control Period as Annexure-I
901 | AL90217990421 E/S TO MANCHUKONDA PRAKASH | GH NORTH | 22.12.2018 | 0.00022637 | Submitted vide Distribution True-up petition for 3rd control Period as Annexure-I | Submitted vide Distribution True-up petition for 3rd control Period as Annexure-I
902 | ,HT99916520-Dhurva Engg-90 hp | GH NORTH | 24.11.2020 | 0.053732 | Submitted vide Distribution True-up petition for 3rd control Period as Annexure-I | Submitted vide Distribution True-up petition for 3rd control Period as Annexure-I
903 | Shifting of 200Nos. 1-Ph Energy Meters f | GH NORTH | 10.04.2018 | 0.0069493 | Submitted vide Distribution True-up petition for 3rd control Period as Annexure-I | Submitted vide Distribution True-up petition for 3rd control Period as Annexure-I
904 | Maintenence<(>&<)>Repairing of 3Way RMUs | GH NORTH | 11.04.2018 | 0.0055483 | Submitted vide Distribution True-up petition for 3rd control Period as Annexure-I | Submitted vide Distribution True-up petition for 3rd control Period as Annexure-I
905 | E/S TO J.EDWARDS, OFFICERS COLONY. | GH NORTH | 06.10.2018 | 0.0030455 | Submitted vide Distribution True-up petition for 3rd control Period as Annexure-I | Submitted vide Distribution True-up petition for 3rd control Period as Annexure-I
906 | LTM171040006 E/s to 100KVA DTR to Sri. | GH NORTH | 05.11.2018 | 0.029377 | Submitted vide Distribution True-up petition for 3rd control Period as Annexure-I | Submitted vide Distribution True-up petition for 3rd control Period as Annexure-I
907 | E/S TO Smt.G.Divya Reddy,LTM171160020 | GH NORTH | 30.07.2018 | 0.031257 | Submitted vide Distribution True-up petition for 3rd control Period as Annexure-I | Submitted vide Distribution True-up petition for 3rd control Period as Annexure-I
908 | Addl.load-SZ076398,J.LAXMI BAI | GH NORTH | 08.01.2019 | 0.00022699 | Submitted vide Distribution True-up petition for 3rd control Period as Annexure-I | Submitted vide Distribution True-up petition for 3rd control Period as Annexure-I
909 | HT99913735, M/s.NEO 4-D ELECTRONICS SYST | GH NORTH | 06.08.2018 | 0.04056 | Submitted vide Distribution True-up petition for 3rd control Period as Annexure-I | Submitted vide Distribution True-up petition for 3rd control Period as Annexure-I
910 | M/s.S.R.PRINT LABELS, AL91217970236<(>,< | GH NORTH | 03.11.2018 | 0.00098254 | Submitted vide Distribution True-up petition for 3rd control Period as Annexure-I | Submitted vide Distribution True-up petition for 3rd control Period as Annexure-I
911 | E/S TO SRI P Muthyam Reddy | GH NORTH | 02.06.2018 | 0.016827 | Submitted vide Distribution True-up petition for 3rd control Period as Annexure-I | Submitted vide Distribution True-up petition for 3rd control Period as Annexure-I
912 | ,NR912171981889-Rayappa Reddy 43 KW | GH NORTH | 07.11.2019 | 0.040766 | Submitted vide Distribution True-up petition for 3rd control Period as Annexure-I | Submitted vide Distribution True-up petition for 3rd control Period as Annexure-I
913 | E/S Supply to Kushal Jain,AL902171013984 | GH NORTH | 23.02.2019 | 0.027046 | Submitted vide Distribution True-up petition for 3rd control Period as Annexure-I | Submitted vide Distribution True-up petition for 3rd control Period as Annexure-I
914 | E/S TO SRI SAI GAYATHRI, AL902171029642 | GH NORTH | 01.10.2018 | 0.00098254 | Submitted vide Distribution True-up petition for 3rd control Period as Annexure-I | Submitted vide Distribution True-up petition for 3rd control Period as Annexure-I
915 | E/S To M/s Kapil Chits Hyd @ 63 KVA | GH NORTH | 30.11.2018 | 0.02776 | Submitted vide Distribution True-up petition for 3rd control Period as Annexure-I | Submitted vide Distribution True-up petition for 3rd control Period as Annexure-I
916 | HT10116157 DT:13.04.2017 of M/s. SARADHI | GH NORTH | 07.02.2019 | 0.010722 | Submitted vide Distribution True-up petition for 3rd control Period as Annexure-I | Submitted vide Distribution True-up petition for 3rd control Period as Annexure-I
917 | DTR EARTHINGS at various locations of Pa | GH NORTH | 11.04.2018 | 0.0047497 | Submitted vide Distribution True-up petition for 3rd control Period as Annexure-I | Submitted vide Distribution True-up petition for 3rd control Period as Annexure-I
918 | DTR EARTHINGS at various locations of Pa | GH NORTH | 11.04.2018 | 0.0047497 | Submitted vide Distribution True-up petition for 3rd control Period as Annexure-I | Submitted vide Distribution True-up petition for 3rd control Period as Annexure-I
919 | DTR EARTHINGS at various locations of Pa | GH NORTH | 11.04.2018 | 0.0047497 | Submitted vide Distribution True-up petition for 3rd control Period as Annexure-I | Submitted vide Distribution True-up petition for 3rd control Period as Annexure-I
920 | DTR EARTHINGS at various locations of Pa | GH NORTH | 10.04.2018 | 0.0047497 | Submitted vide Distribution True-up petition for 3rd control Period as Annexure-I | Submitted vide Distribution True-up petition for 3rd control Period as Annexure-I
921 | DTR EARTHINGS at various locations of Pa | GH NORTH | 10.04.2018 | 0.0047497 | Submitted vide Distribution True-up petition for 3rd control Period as Annexure-I | Submitted vide Distribution True-up petition for 3rd control Period as Annexure-I
922 | V.Venkatesh and Others,HT11616480/16.05. | GH NORTH | 23.10.2018 | 0.0049878 | Submitted vide Distribution True-up petition for 3rd control Period as Annexure-I | Submitted vide Distribution True-up petition for 3rd control Period as Annexure-I
923 | E/S TO MADHU CONSTRUCTION | GH NORTH | 22.09.2018 | 0.033944 | Submitted vide Distribution True-up petition for 3rd control Period as Annexure-I | Submitted vide Distribution True-up petition for 3rd control Period as Annexure-I
924 | E/S TO R.ANIL KUMAR & OTHERS | GH NORTH | 03.08.2018 | 0.025313 | Submitted vide Distribution True-up petition for 3rd control Period as Annexure-I | Submitted vide Distribution True-up petition for 3rd control Period as Annexure-I
925 | LTM171020012 E/s to Sri.D.Purshotham & O | GH NORTH | 28.07.2018 | 0.00030398 | Submitted vide Distribution True-up petition for 3rd control Period as Annexure-I | Submitted vide Distribution True-up petition for 3rd control Period as Annexure-I
926 | LTM171110010, DT: 29.04.2017, E/S TO M/S | GH NORTH | 07.05.2018 | 0.084525 | Submitted vide Distribution True-up petition for 3rd control Period as Annexure-I | Submitted vide Distribution True-up petition for 3rd control Period as Annexure-I
927 | 100KVA DTR at Kalyan Nagar | GH NORTH | 19.05.2018 | 0.01273 | Submitted vide Distribution True-up petition for 3rd control Period as Annexure-I | Submitted vide Distribution True-up petition for 3rd control Period as Annexure-I
928 | Addl.Load of M/s.TECHNOCRATS ASSOCIATION | GH NORTH | 08.01.2019 | 0.0022663 | Submitted vide Distribution True-up petition for 3rd control Period as Annexure-I | Submitted vide Distribution True-up petition for 3rd control Period as Annexure-I
929 | , AL902171022902,LTM171040007 E/s to 100 | GH NORTH | 02.11.2018 | 0.045433 | Submitted vide Distribution True-up petition for 3rd control Period as Annexure-I | Submitted vide Distribution True-up petition for 3rd control Period as Annexure-I
930 | AL902171027315 G. Santosh Kumar | GH NORTH | 03.08.2018 | 0.020252 | Submitted vide Distribution True-up petition for 3rd control Period as Annexure-I | Submitted vide Distribution True-up petition for 3rd control Period as Annexure-I
931 | M/S.SKILLS LIFE SCIENCES PVT. LTD,HT1011 | GH NORTH | 07.02.2019 | 0.023738 | Submitted vide Distribution True-up petition for 3rd control Period as Annexure-I | Submitted vide Distribution True-up petition for 3rd control Period as Annexure-I
932 | Masjid-E-Gulshan bagh SZ007727 Addl load | GH NORTH | 27.02.2019 | 0.00020265 | Submitted vide Distribution True-up petition for 3rd control Period as Annexure-I | Submitted vide Distribution True-up petition for 3rd control Period as Annexure-I
933 | E/S TO SRI CH GOVIND RAO | GH NORTH | 02.06.2018 | 0.016026 | Submitted vide Distribution True-up petition for 3rd control Period as Annexure-I | Submitted vide Distribution True-up petition for 3rd control Period as Annexure-I
934 | SHIFTING OF 2NOS POLES AT 11-2-111/5/A, | GH NORTH | 14.11.2018 | 0.0025954 | Submitted vide Distribution True-up petition for 3rd control Period as Annexure-I | Submitted vide Distribution True-up petition for 3rd control Period as Annexure-I
935 | Shifting of 11KV line in Kavadiguda road | GH NORTH | 30.10.2018 | 0.06251 | Submitted vide Distribution True-up petition for 3rd control Period as Annexure-I | Submitted vide Distribution True-up petition for 3rd control Period as Annexure-I
936 | C SASIDHAR,HT12316528 | GH NORTH | 28.09.2018 | 0.02019 | Submitted vide Distribution True-up petition for 3rd control Period as Annexure-I | Submitted vide Distribution True-up petition for 3rd control Period as Annexure-I
937 | Erection of poles <(>&<)>Stringing HTl i | GH NORTH | 16.04.2018 | 0.024716 | Submitted vide Distribution True-up petition for 3rd control Period as Annexure-I | Submitted vide Distribution True-up petition for 3rd control Period as Annexure-I
938 | E/S TO M/s.R.S Engineers & Constultants, | GH NORTH | 26.09.2018 | 0.027304 | Submitted vide Distribution True-up petition for 3rd control Period as Annexure-I | Submitted vide Distribution True-up petition for 3rd control Period as Annexure-I
939 | E/S Supply to S.Sai Leela,LTM171230017 | GH NORTH | 09.08.2018 | 0.020213 | Submitted vide Distribution True-up petition for 3rd control Period as Annexure-I | Submitted vide Distribution True-up petition for 3rd control Period as Annexure-I
940 | BHAVANI INDUSTRIES,HT99916625 | GH NORTH | 06.08.2018 | 0.021188 | Submitted vide Distribution True-up petition for 3rd control Period as Annexure-I | Submitted vide Distribution True-up petition for 3rd control Period as Annexure-I
941 | E/S To Vaddanna basthi | GH NORTH | 09.08.2018 | 0.02466 | Submitted vide Distribution True-up petition for 3rd control Period as Annexure-I | Submitted vide Distribution True-up petition for 3rd control Period as Annexure-I
942 | M/S. DUAL ENGINEERING,HT99916485 | GH NORTH | 03.01.2019 | 0.041036 | Submitted vide Distribution True-up petition for 3rd control Period as Annexure-I | Submitted vide Distribution True-up petition for 3rd control Period as Annexure-I
943 | AL903171031004;DZ002439;30/05/2017 | GH NORTH | 06.08.2018 | 0.00098254 | Submitted vide Distribution True-up petition for 3rd control Period as Annexure-I | Submitted vide Distribution True-up petition for 3rd control Period as Annexure-I
944 | ,CC90216776369 TO SMT VIQASUNNISA BEGUM | GH NORTH | 21.12.2018 | 0.00022637 | Submitted vide Distribution True-up petition for 3rd control Period as Annexure-I | Submitted vide Distribution True-up petition for 3rd control Period as Annexure-I
945 | HT16716597@ Clubbing Of LT CT meters to. | GH NORTH | 03.11.2018 | 0.0058194 | Submitted vide Distribution True-up petition for 3rd control Period as Annexure-I | Submitted vide Distribution True-up petition for 3rd control Period as Annexure-I
946 | E/S TO ANNAMANENI RAMESH RAO | GH NORTH | 02.06.2018 | 0.020334 | Submitted vide Distribution True-up petition for 3rd control Period as Annexure-I | Submitted vide Distribution True-up petition for 3rd control Period as Annexure-I
947 | E/S TO SRI.K.V.UDAYA KUMAR @ LTM17173000 | GH NORTH | 26.11.2018 | 0.0031838 | Submitted vide Distribution True-up petition for 3rd control Period as Annexure-I | Submitted vide Distribution True-up petition for 3rd control Period as Annexure-I
948 | E/S to Sri.Nitya BHARATH REDDY(AL9021710 | GH NORTH | 22.09.2018 | 0.00098253 | Submitted vide Distribution True-up petition for 3rd control Period as Annexure-I | Submitted vide Distribution True-up petition for 3rd control Period as Annexure-I
949 | SRI C.SHEKAR REDDY & OTHERS, HT64615846/ | GH NORTH | 29.12.2018 | 0.025458 | Submitted vide Distribution True-up petition for 3rd control Period as Annexure-I | Submitted vide Distribution True-up petition for 3rd control Period as Annexure-I
950 | E/S to Sri.P.Vinaya(AL902171033792)/03.0 | GH NORTH | 24.09.2018 | 0.00098315 | Submitted vide Distribution True-up petition for 3rd control Period as Annexure-I | Submitted vide Distribution True-up petition for 3rd control Period as Annexure-I
951 | Post Office Feeder | GH NORTH | 30.11.2018 | 0.066236 | Submitted vide Distribution True-up petition for 3rd control Period as Annexure-I | Submitted vide Distribution True-up petition for 3rd control Period as Annexure-I
952 | ,LTM171020008 E/S Sri.Kotla.Srinivas. | GH NORTH | 01.09.2018 | 0.024127 | Submitted vide Distribution True-up petition for 3rd control Period as Annexure-I | Submitted vide Distribution True-up petition for 3rd control Period as Annexure-I
953 | E/S Supply to Jubilee Ventures,LTM171230 | GH NORTH | 18.02.2019 | 0.036891 | Submitted vide Distribution True-up petition for 3rd control Period as Annexure-I | Submitted vide Distribution True-up petition for 3rd control Period as Annexure-I
954 | E/S TO United Bilt infra | GH NORTH | 22.09.2018 | 0.023502 | Submitted vide Distribution True-up petition for 3rd control Period as Annexure-I | Submitted vide Distribution True-up petition for 3rd control Period as Annexure-I
955 | 1-PH cable to 3-PH Cable(Saibaba nagar) | GH NORTH | 07.05.2018 | 0.0070729 | Submitted vide Distribution True-up petition for 3rd control Period as Annexure-I | Submitted vide Distribution True-up petition for 3rd control Period as Annexure-I
956 | ,LTM171040008 Sri SYED SHAFIQ ALI Panel | GH NORTH | 30.10.2018 | 0.0011399 | Submitted vide Distribution True-up petition for 3rd control Period as Annexure-I | Submitted vide Distribution True-up petition for 3rd control Period as Annexure-I
957 | AL91217999601 M/s.Katragadda Inds 99HP | GH NORTH | 27.02.2019 | -0.0018142 | Submitted vide Distribution True-up petition for 3rd control Period as Annexure-I | Submitted vide Distribution True-up petition for 3rd control Period as Annexure-I
958 | E/S To Sri.Ajeet Kaur,LTM171160029/20.06 | GH NORTH | 24.09.2018 | 0.00060797 | Submitted vide Distribution True-up petition for 3rd control Period as Annexure-I | Submitted vide Distribution True-up petition for 3rd control Period as Annexure-I
959 | E/S TO Sri.Reddy Srinivas Reddy,LTM16116 | GH NORTH | 22.09.2018 | 0.020654 | Submitted vide Distribution True-up petition for 3rd control Period as Annexure-I | Submitted vide Distribution True-up petition for 3rd control Period as Annexure-I
960 | E/S TO Sri B Vijaya Reddy & Others | GH NORTH | 02.06.2018 | 0.0091167 | Submitted vide Distribution True-up petition for 3rd control Period as Annexure-I | Submitted vide Distribution True-up petition for 3rd control Period as Annexure-I
961 | LALAGUDA-Shifting of 280 Nos 1-PH Meters | GH NORTH | 01.05.2018 | 0.010684 | Submitted vide Distribution True-up petition for 3rd control Period as Annexure-I | Submitted vide Distribution True-up petition for 3rd control Period as Annexure-I
962 | LALAGUDA-Shifting of 280 Nos 1-PH Meters | GH NORTH | 28.04.2018 | 0.010684 | Submitted vide Distribution True-up petition for 3rd control Period as Annexure-I | Submitted vide Distribution True-up petition for 3rd control Period as Annexure-I
963 | E/S For Interlinking of 11KV AKSHAYA ENC | GH NORTH | 01.05.2018 | 0.020565 | Submitted vide Distribution True-up petition for 3rd control Period as Annexure-I | Submitted vide Distribution True-up petition for 3rd control Period as Annexure-I
964 | E/S For Stringing of 11KV OH Line for ma | GH NORTH | 01.05.2018 | 0.018281 | Submitted vide Distribution True-up petition for 3rd control Period as Annexure-I | Submitted vide Distribution True-up petition for 3rd control Period as Annexure-I
965 | E/S For Stringing of 11KV OH Line for ma | GH NORTH | 01.05.2018 | 0.017573 | Submitted vide Distribution True-up petition for 3rd control Period as Annexure-I | Submitted vide Distribution True-up petition for 3rd control Period as Annexure-I
966 | E/S For Interlinking of 11KV SHIVALAYAM | GH NORTH | 01.05.2018 | 0.021867 | Submitted vide Distribution True-up petition for 3rd control Period as Annexure-I | Submitted vide Distribution True-up petition for 3rd control Period as Annexure-I
967 | E/S For Stringing of 11KV OH Line for ma | GH NORTH | 01.05.2018 | 0.014629 | Submitted vide Distribution True-up petition for 3rd control Period as Annexure-I | Submitted vide Distribution True-up petition for 3rd control Period as Annexure-I
968 | E/S For Interlinking of 11KV SHAKTHIPURA | GH NORTH | 01.05.2018 | 0.019502 | Submitted vide Distribution True-up petition for 3rd control Period as Annexure-I | Submitted vide Distribution True-up petition for 3rd control Period as Annexure-I
969 | E/S TO M/s Praveen Associates | GH NORTH | 07.08.2018 | 0.028519 | Submitted vide Distribution True-up petition for 3rd control Period as Annexure-I | Submitted vide Distribution True-up petition for 3rd control Period as Annexure-I
970 | LTM171110016 E/S TO DEVULA VIJAYA KRISHN | GH NORTH | 04.01.2019 | 0.030678 | Submitted vide Distribution True-up petition for 3rd control Period as Annexure-I | Submitted vide Distribution True-up petition for 3rd control Period as Annexure-I
971 | E/s to Koneru Prasad | GH NORTH | 04.08.2018 | 0.018357 | Submitted vide Distribution True-up petition for 3rd control Period as Annexure-I | Submitted vide Distribution True-up petition for 3rd control Period as Annexure-I
972 | E/S Supply to Executive Officer,AL902171 | GH NORTH | 07.09.2018 | 0.00093125 | Submitted vide Distribution True-up petition for 3rd control Period as Annexure-I | Submitted vide Distribution True-up petition for 3rd control Period as Annexure-I
973 | LALAGUDA-Shifting of 280 Nos 1-PH Meters | GH NORTH | 01.05.2018 | 0.010684 | Submitted vide Distribution True-up petition for 3rd control Period as Annexure-I | Submitted vide Distribution True-up petition for 3rd control Period as Annexure-I
974 | LTM171110019 E/S TO K.MADHAVI | GH NORTH | 04.10.2018 | 0.029394 | Submitted vide Distribution True-up petition for 3rd control Period as Annexure-I | Submitted vide Distribution True-up petition for 3rd control Period as Annexure-I
975 | LTM171020015 E/s to Smt.Kumbam.Archana E | GH NORTH | 30.07.2018 | 0.00068359 | Submitted vide Distribution True-up petition for 3rd control Period as Annexure-I | Submitted vide Distribution True-up petition for 3rd control Period as Annexure-I
976 | E/S TO D.MANOJ KUMAR | GH NORTH | 29.08.2018 | 0.024796 | Submitted vide Distribution True-up petition for 3rd control Period as Annexure-I | Submitted vide Distribution True-up petition for 3rd control Period as Annexure-I
977 | AL902171030687 M/s.Indus Towers-CT Meter | GH NORTH | 24.05.2018 | 0.00098253 | Submitted vide Distribution True-up petition for 3rd control Period as Annexure-I | Submitted vide Distribution True-up petition for 3rd control Period as Annexure-I
978 | E/S To Sri.M.Veeraiah @ PANEL | GH NORTH | 11.01.2019 | 0.0040563 | Submitted vide Distribution True-up petition for 3rd control Period as Annexure-I | Submitted vide Distribution True-up petition for 3rd control Period as Annexure-I
979 | E/S TO M/S ALEKHYA HOMES PVT LTD, LTM176 | GH NORTH | 24.09.2018 | 0.029337 | Submitted vide Distribution True-up petition for 3rd control Period as Annexure-I | Submitted vide Distribution True-up petition for 3rd control Period as Annexure-I
980 | LTM171020013 E/s to Sri.G.Chandra Sekhar | GH NORTH | 30.07.2018 | 0.00068396 | Submitted vide Distribution True-up petition for 3rd control Period as Annexure-I | Submitted vide Distribution True-up petition for 3rd control Period as Annexure-I
981 | E/S TO M/s Joshika Infra Developers | GH NORTH | 02.06.2018 | 0.014368 | Submitted vide Distribution True-up petition for 3rd control Period as Annexure-I | Submitted vide Distribution True-up petition for 3rd control Period as Annexure-I
982 | Maintenence<(>&<)>Repairing of 3Way RMUs | GH NORTH | 11.04.2018 | 0.0054802 | Submitted vide Distribution True-up petition for 3rd control Period as Annexure-I | Submitted vide Distribution True-up petition for 3rd control Period as Annexure-I
983 | Maintenence<(>&<)>Repairing of 3Way RMUs | GH NORTH | 11.04.2018 | 0.0054802 | Submitted vide Distribution True-up petition for 3rd control Period as Annexure-I | Submitted vide Distribution True-up petition for 3rd control Period as Annexure-I
984 | Maintenence<(>&<)>Repairing of 3Way RMUs | GH NORTH | 11.04.2018 | 0.0054802 | Submitted vide Distribution True-up petition for 3rd control Period as Annexure-I | Submitted vide Distribution True-up petition for 3rd control Period as Annexure-I
985 | Maintenence<(>&<)>Repairing of 3Way RMUs | GH NORTH | 11.04.2018 | 0.0055483 | Submitted vide Distribution True-up petition for 3rd control Period as Annexure-I | Submitted vide Distribution True-up petition for 3rd control Period as Annexure-I
986 | Maintenence<(>&<)>Repairing of 3Way RMUs | GH NORTH | 11.04.2018 | 0.0054802 | Submitted vide Distribution True-up petition for 3rd control Period as Annexure-I | Submitted vide Distribution True-up petition for 3rd control Period as Annexure-I
987 | E/S Supply to Viswarupam,LTM171230021 | GH NORTH | 08.08.2018 | 0.024447 | Submitted vide Distribution True-up petition for 3rd control Period as Annexure-I | Submitted vide Distribution True-up petition for 3rd control Period as Annexure-I
988 | E/S TO Sri.B.SARALA DEVI,LTM161160072. | GH NORTH | 04.09.2018 | 0.025811 | Submitted vide Distribution True-up petition for 3rd control Period as Annexure-I | Submitted vide Distribution True-up petition for 3rd control Period as Annexure-I
989 | HT10813032 M/S: Transcon Industries | GH NORTH | 24.12.2018 | 0.0030953 | Submitted vide Distribution True-up petition for 3rd control Period as Annexure-I | Submitted vide Distribution True-up petition for 3rd control Period as Annexure-I
990 | E/S Supply to A.Vasantha,AL90217983617 | GH NORTH | 30.08.2018 | 0.023392 | Submitted vide Distribution True-up petition for 3rd control Period as Annexure-I | Submitted vide Distribution True-up petition for 3rd control Period as Annexure-I
991 | CC90216923367 E/S for Addl-Load to The C | GH NORTH | 03.07.2018 | 0.0010233 | Submitted vide Distribution True-up petition for 3rd control Period as Annexure-I | Submitted vide Distribution True-up petition for 3rd control Period as Annexure-I
992 | E/S TO T.Sesha Reddy,LTM171160013/21.06. | GH NORTH | 28.09.2018 | 0.021354 | Submitted vide Distribution True-up petition for 3rd control Period as Annexure-I | Submitted vide Distribution True-up petition for 3rd control Period as Annexure-I
993 | E/S Supply to Shreya Homes,LTM161230028 | GH NORTH | 09.10.2018 | 0.038096 | Submitted vide Distribution True-up petition for 3rd control Period as Annexure-I | Submitted vide Distribution True-up petition for 3rd control Period as Annexure-I
994 | E/S to Sri.T.Kalyan Chakavarthy ,LTM1711 | GH NORTH | 04.09.2018 | 0.082004 | Submitted vide Distribution True-up petition for 3rd control Period as Annexure-I | Submitted vide Distribution True-up petition for 3rd control Period as Annexure-I
995 | LTM171110007 E/S TO SRI ANURAG SHARMA | GH NORTH | 05.10.2018 | 0.019317 | Submitted vide Distribution True-up petition for 3rd control Period as Annexure-I | Submitted vide Distribution True-up petition for 3rd control Period as Annexure-I
996 | E/S to Sri.T.Rajini Devi(AL902171028000) | GH NORTH | 24.09.2018 | 0.00098316 | Submitted vide Distribution True-up petition for 3rd control Period as Annexure-I | Submitted vide Distribution True-up petition for 3rd control Period as Annexure-I
997 | E/s For LTM of M/s ALLIED INFRA & DEVELO | GH NORTH | 09.05.2018 | 0.053458 | Submitted vide Distribution True-up petition for 3rd control Period as Annexure-I | Submitted vide Distribution True-up petition for 3rd control Period as Annexure-I
998 | ,LTM171090007,LTM171090006-sai sadguru | GH NORTH | 30.10.2018 | 0.065386 | Submitted vide Distribution True-up petition for 3rd control Period as Annexure-I | Submitted vide Distribution True-up petition for 3rd control Period as Annexure-I
999 | LTM171100003 - M/s. Rasasri Infrastructu | GH NORTH | 06.10.2018 | 0.027396 | Submitted vide Distribution True-up petition for 3rd control Period as Annexure-I | Submitted vide Distribution True-up petition for 3rd control Period as Annexure-I
1000 | CC902171045428 K. Tanuja Reddy-63kVA DTR | GH NORTH | 09.05.2018 | 0.027273 | Submitted vide Distribution True-up petition for 3rd control Period as Annexure-I | Submitted vide Distribution True-up petition for 3rd control Period as Annexure-I
1001 | RECONSTRUCTION OF LOW HIGHT PLINTH AT NB | GH NORTH | 08.08.2018 | 0.0058195 | Submitted vide Distribution True-up petition for 3rd control Period as Annexure-I | Submitted vide Distribution True-up petition for 3rd control Period as Annexure-I
1002 | E/S Supply to Rajendra Kumar,LTM17123001 | GH NORTH | 27.08.2018 | 0.024673 | Submitted vide Distribution True-up petition for 3rd control Period as Annexure-I | Submitted vide Distribution True-up petition for 3rd control Period as Annexure-I
1003 | E/S TO Sri.MEENAL AGAWAL, LTM171160028. | GH NORTH | 05.09.2018 | 0.023317 | Submitted vide Distribution True-up petition for 3rd control Period as Annexure-I | Submitted vide Distribution True-up petition for 3rd control Period as Annexure-I
1004 | Revised E/s for Janapriya Engineers Synd | GH NORTH | 06.10.2018 | 0.07519 | Submitted vide Distribution True-up petition for 3rd control Period as Annexure-I | Submitted vide Distribution True-up petition for 3rd control Period as Annexure-I
1005 | E/S Revise-estimate Supply to K.Suguna,L | GH NORTH | 08.08.2018 | 0.036312 | Submitted vide Distribution True-up petition for 3rd control Period as Annexure-I | Submitted vide Distribution True-up petition for 3rd control Period as Annexure-I
1006 | Raheemunnisa Begum | GH NORTH | 28.04.2018 | 0.020662 | Submitted vide Distribution True-up petition for 3rd control Period as Annexure-I | Submitted vide Distribution True-up petition for 3rd control Period as Annexure-I
1007 | E/S Supply to Dayanand,CC90216911646 | GH NORTH | 07.09.2018 | 0.0010091 | Submitted vide Distribution True-up petition for 3rd control Period as Annexure-I | Submitted vide Distribution True-up petition for 3rd control Period as Annexure-I
1008 | ,AL902171026652,AL902171026654,AL9021710 | GH NORTH | 26.02.2019 | 0.02772 | Submitted vide Distribution True-up petition for 3rd control Period as Annexure-I | Submitted vide Distribution True-up petition for 3rd control Period as Annexure-I
1009 | ,LTM171040005 E/s to 100KVA DTR to Sri.M | GH NORTH | 05.11.2018 | 0.036494 | Submitted vide Distribution True-up petition for 3rd control Period as Annexure-I | Submitted vide Distribution True-up petition for 3rd control Period as Annexure-I
1010 | E/S TO STOUVANT PITTIE HT 11115063 | GH NORTH | 20.10.2018 | 0.026046 | Submitted vide Distribution True-up petition for 3rd control Period as Annexure-I | Submitted vide Distribution True-up petition for 3rd control Period as Annexure-I
1011 | E/s M/s Admiria Hospitality Service | GH NORTH | 25.05.2018 | 0.021798 | Submitted vide Distribution True-up petition for 3rd control Period as Annexure-I | Submitted vide Distribution True-up petition for 3rd control Period as Annexure-I
1012 | E/s for New 100KVA DTR at Bhiguda Garden | GH NORTH | 10.07.2018 | 0.042125 | Submitted vide Distribution True-up petition for 3rd control Period as Annexure-I | Submitted vide Distribution True-up petition for 3rd control Period as Annexure-I
1013 | E/S TO Sri.E.Thilak Reddy & Others @ Pan | GH NORTH | 02.01.2019 | 0.0038187 | Submitted vide Distribution True-up petition for 3rd control Period as Annexure-I | Submitted vide Distribution True-up petition for 3rd control Period as Annexure-I
1014 | E/S to Sri.Pankaj BAHETI (AL902171041382 | GH NORTH | 22.09.2018 | 0.0010223 | Submitted vide Distribution True-up petition for 3rd control Period as Annexure-I | Submitted vide Distribution True-up petition for 3rd control Period as Annexure-I
1015 | /S TO Sri.S.Kantilal, LTM176460024/01/07 | GH NORTH | 05.09.2018 | 0.031782 | Submitted vide Distribution True-up petition for 3rd control Period as Annexure-I | Submitted vide Distribution True-up petition for 3rd control Period as Annexure-I
1016 | K RAMADEVI,HT11116869 | GH NORTH | 25.02.2019 | 0.01956 | Submitted vide Distribution True-up petition for 3rd control Period as Annexure-I | Submitted vide Distribution True-up petition for 3rd control Period as Annexure-I
1017 | E/S TO Smt S Pushpalatha & others | GH NORTH | 02.06.2018 | 0.0085765 | Submitted vide Distribution True-up petition for 3rd control Period as Annexure-I | Submitted vide Distribution True-up petition for 3rd control Period as Annexure-I
1018 | Erection of new Line AB switches in CBD | GH NORTH | 03.05.2018 | 0.02472 | Submitted vide Distribution True-up petition for 3rd control Period as Annexure-I | Submitted vide Distribution True-up petition for 3rd control Period as Annexure-I
1019 | Interlinking of Gymkana and PEI UG cable | GH NORTH | 02.05.2018 | 0.019511 | Submitted vide Distribution True-up petition for 3rd control Period as Annexure-I | Submitted vide Distribution True-up petition for 3rd control Period as Annexure-I
1020 | E/s To M/s ATC TELECOM TOWER COR PVT LTD | GH NORTH | 29.01.2019 | 0.0031206 | Submitted vide Distribution True-up petition for 3rd control Period as Annexure-I | Submitted vide Distribution True-up petition for 3rd control Period as Annexure-I
1021 | E/s to Erection of New 100KVA DTR Shiva | GH NORTH | 01.10.2018 | 0.035709 | Submitted vide Distribution True-up petition for 3rd control Period as Annexure-I | Submitted vide Distribution True-up petition for 3rd control Period as Annexure-I
1022 | E/s for M/s Star Homes Infra Pvt Ltd. | GH NORTH | 22.09.2018 | 0.031105 | Submitted vide Distribution True-up petition for 3rd control Period as Annexure-I | Submitted vide Distribution True-up petition for 3rd control Period as Annexure-I
1023 | E/S Supply to Grade Builder,LTM171230030 | GH NORTH | 09.08.2018 | 0.024782 | Submitted vide Distribution True-up petition for 3rd control Period as Annexure-I | Submitted vide Distribution True-up petition for 3rd control Period as Annexure-I
1024 | E/S TO G.JAYARAM AT TELECOM COLONY. | GH NORTH | 10.04.2018 | 0.00048301 | Submitted vide Distribution True-up petition for 3rd control Period as Annexure-I | Submitted vide Distribution True-up petition for 3rd control Period as Annexure-I
1025 | E/S TO A.MADHU BABU | GH NORTH | 29.08.2018 | 0.021957 | Submitted vide Distribution True-up petition for 3rd control Period as Annexure-I | Submitted vide Distribution True-up petition for 3rd control Period as Annexure-I
1026 | E/S To Worldwide realcon pvt ltd | GH NORTH | 09.05.2018 | 0.029565 | Submitted vide Distribution True-up petition for 3rd control Period as Annexure-I | Submitted vide Distribution True-up petition for 3rd control Period as Annexure-I
1027 | NR912171953562-Vishal KP 50 KW | GH NORTH | 07.02.2019 | 0.046198 | Submitted vide Distribution True-up petition for 3rd control Period as Annexure-I | Submitted vide Distribution True-up petition for 3rd control Period as Annexure-I
1028 | E/s for Addl.load SZ066928, AMRIT KAUR S | GH NORTH | 30.07.2018 | 0.0010221 | Submitted vide Distribution True-up petition for 3rd control Period as Annexure-I | Submitted vide Distribution True-up petition for 3rd control Period as Annexure-I
1029 | ,HT10414283 M/S Sandhya Hotels (P) Ltd f | GH NORTH | 03.11.2018 | 0.032242 | Submitted vide Distribution True-up petition for 3rd control Period as Annexure-I | Submitted vide Distribution True-up petition for 3rd control Period as Annexure-I
1030 | D-73,MADHURA NAGAR,1607012589 DTR PLINTH | GH NORTH | 02.05.2018 | 0.0071445 | Submitted vide Distribution True-up petition for 3rd control Period as Annexure-I | Submitted vide Distribution True-up petition for 3rd control Period as Annexure-I
1031 | , LTM171020016 E/s to Sri.B.Sai Krishna | GH NORTH | 30.07.2018 | 0.00060797 | Submitted vide Distribution True-up petition for 3rd control Period as Annexure-I | Submitted vide Distribution True-up petition for 3rd control Period as Annexure-I
1032 | Alahabad Bank DTR 1607012126 | GH NORTH | 02.05.2018 | 0.016173 | Submitted vide Distribution True-up petition for 3rd control Period as Annexure-I | Submitted vide Distribution True-up petition for 3rd control Period as Annexure-I
1033 | Re-Errection of Structure 1607012113 Bop | GH NORTH | 02.05.2018 | 0.01283 | Submitted vide Distribution True-up petition for 3rd control Period as Annexure-I | Submitted vide Distribution True-up petition for 3rd control Period as Annexure-I
1034 | E/s for Dismantle of 8 No's damaged PSCC | GH NORTH | 02.05.2018 | 0.011243 | Submitted vide Distribution True-up petition for 3rd control Period as Annexure-I | Submitted vide Distribution True-up petition for 3rd control Period as Annexure-I
1035 | SHIVARAMA KRISHNA SE 1607012099 DTR PLI | GH NORTH | 02.05.2018 | 0.0071445 | Submitted vide Distribution True-up petition for 3rd control Period as Annexure-I | Submitted vide Distribution True-up petition for 3rd control Period as Annexure-I
1036 | E/s for Dismantle of 5 No's damaged PSCC | GH NORTH | 02.05.2018 | 0.009642 | Submitted vide Distribution True-up petition for 3rd control Period as Annexure-I | Submitted vide Distribution True-up petition for 3rd control Period as Annexure-I
1037 | 100kVA DTR 1607012382 Madura Nagar | GH NORTH | 02.05.2018 | 0.011101 | Submitted vide Distribution True-up petition for 3rd control Period as Annexure-I | Submitted vide Distribution True-up petition for 3rd control Period as Annexure-I
1038 | E/S TO G Venkata Ram Reddy& others | GH NORTH | 26.10.2018 | 0.040385 | Submitted vide Distribution True-up petition for 3rd control Period as Annexure-I | Submitted vide Distribution True-up petition for 3rd control Period as Annexure-I
1039 | LTM171100007 - Smt. T.Neelima | GH NORTH | 09.05.2018 | 0.026401 | Submitted vide Distribution True-up petition for 3rd control Period as Annexure-I | Submitted vide Distribution True-up petition for 3rd control Period as Annexure-I
1040 | Re-conductoring of LT OH lines various l | GH NORTH | 09.10.2018 | 0.021211 | Submitted vide Distribution True-up petition for 3rd control Period as Annexure-I | Submitted vide Distribution True-up petition for 3rd control Period as Annexure-I
1041 | ERECTION OF NEW 100KVA DTR at Ambedkar N | GH NORTH | 31.01.2019 | 0.03267 | Submitted vide Distribution True-up petition for 3rd control Period as Annexure-I | Submitted vide Distribution True-up petition for 3rd control Period as Annexure-I
1042 | ERECTION OF NEW 100KVA DTR at V6 Dead En | GH NORTH | 27.08.2018 | 0.027688 | Submitted vide Distribution True-up petition for 3rd control Period as Annexure-I | Submitted vide Distribution True-up petition for 3rd control Period as Annexure-I
1043 | ERECTION OF NEW 100KVA DTR at Sree Ram N | GH NORTH | 27.08.2018 | 0.027696 | Submitted vide Distribution True-up petition for 3rd control Period as Annexure-I | Submitted vide Distribution True-up petition for 3rd control Period as Annexure-I
1044 | CC902171076237 Dr. A. Thirupathi Reddy - | GH NORTH | 24.05.2018 | 0.0010215 | Submitted vide Distribution True-up petition for 3rd control Period as Annexure-I | Submitted vide Distribution True-up petition for 3rd control Period as Annexure-I
1045 | AL902171028788, SZ049372,Addl-Load | GH NORTH | 04.07.2018 | 0.00022699 | Submitted vide Distribution True-up petition for 3rd control Period as Annexure-I | Submitted vide Distribution True-up petition for 3rd control Period as Annexure-I
1046 | LTM 171040010 Sri A.MAHESH YADAV Panel B | GH NORTH | 30.10.2018 | 0.00022799 | Submitted vide Distribution True-up petition for 3rd control Period as Annexure-I | Submitted vide Distribution True-up petition for 3rd control Period as Annexure-I
1047 | E/S To Koneru madhavi, ,LTM176460026 | GH NORTH | 08.05.2018 | 0.026345 | Submitted vide Distribution True-up petition for 3rd control Period as Annexure-I | Submitted vide Distribution True-up petition for 3rd control Period as Annexure-I
1048 | , LTM171020021 E/S Sri.Deva.Sadasiva Rao | GH NORTH | 24.11.2018 | 0.041038 | Submitted vide Distribution True-up petition for 3rd control Period as Annexure-I | Submitted vide Distribution True-up petition for 3rd control Period as Annexure-I
1049 | Stringing of AB Cable Yousufguda Section | GH NORTH | 11.07.2018 | 0.029873 | Submitted vide Distribution True-up petition for 3rd control Period as Annexure-I | Submitted vide Distribution True-up petition for 3rd control Period as Annexure-I
1050 | E/S To Smt.Manjula Rani @ Panel | GH NORTH | 02.01.2019 | 0.0024618 | Submitted vide Distribution True-up petition for 3rd control Period as Annexure-I | Submitted vide Distribution True-up petition for 3rd control Period as Annexure-I
1051 | Re-Errection of Structure 1607013531 Mad | GH NORTH | 02.05.2018 | 0.013283 | Submitted vide Distribution True-up petition for 3rd control Period as Annexure-I | Submitted vide Distribution True-up petition for 3rd control Period as Annexure-I
1052 | LTM171020007 E/s to Sri.D.Mahesh Erectio | GH NORTH | 31.07.2018 | 0.00015199 | Submitted vide Distribution True-up petition for 3rd control Period as Annexure-I | Submitted vide Distribution True-up petition for 3rd control Period as Annexure-I
1053 | Est. for Safety measurement of Balkamma | GH NORTH | 10.10.2018 | 0.018194 | Submitted vide Distribution True-up petition for 3rd control Period as Annexure-I | Submitted vide Distribution True-up petition for 3rd control Period as Annexure-I
1054 | Est. for Replacement of 70 sq.mm AB Cabl | GH NORTH | 30.07.2018 | 0.017551 | Submitted vide Distribution True-up petition for 3rd control Period as Annexure-I | Submitted vide Distribution True-up petition for 3rd control Period as Annexure-I
1055 | E/s for Dismantle of 12 No's damaged PSC | GH NORTH | 02.05.2018 | 0.022325 | Submitted vide Distribution True-up petition for 3rd control Period as Annexure-I | Submitted vide Distribution True-up petition for 3rd control Period as Annexure-I
1056 | AL903171077702;DZ014523;04/08/2017 | GH NORTH | 16.04.2018 | 0.0010245 | Submitted vide Distribution True-up petition for 3rd control Period as Annexure-I | Submitted vide Distribution True-up petition for 3rd control Period as Annexure-I
1057 | ,AL903171060981;DZ-14251;12/07/2017, | GH NORTH | 12.11.2018 | 0.027308 | Submitted vide Distribution True-up petition for 3rd control Period as Annexure-I | Submitted vide Distribution True-up petition for 3rd control Period as Annexure-I
1058 | HT99916821,HT99916820,HT99916819-diary v | GH NORTH | 30.07.2018 | 0.016599 | Submitted vide Distribution True-up petition for 3rd control Period as Annexure-I | Submitted vide Distribution True-up petition for 3rd control Period as Annexure-I
1059 | E/S TO M/S SRI M Hari Prasad Raju & Othe | GH NORTH | 04.06.2018 | 0.018236 | Submitted vide Distribution True-up petition for 3rd control Period as Annexure-I | Submitted vide Distribution True-up petition for 3rd control Period as Annexure-I
1060 | 100KVA Addl DTR near Syndicate bank@BNR | GH NORTH | 01.05.2018 | 0.029163 | Submitted vide Distribution True-up petition for 3rd control Period as Annexure-I | Submitted vide Distribution True-up petition for 3rd control Period as Annexure-I
1061 | M/S. Bhavani off set printers, INDUSTRIA | GH NORTH | 30.07.2018 | 0.0010271 | Submitted vide Distribution True-up petition for 3rd control Period as Annexure-I | Submitted vide Distribution True-up petition for 3rd control Period as Annexure-I
1062 | E/s for 100kva Near PWD QARTERS NEAR AIR | GH NORTH | 26.11.2018 | 0.043738 | Submitted vide Distribution True-up petition for 3rd control Period as Annexure-I | Submitted vide Distribution True-up petition for 3rd control Period as Annexure-I
1063 | ,LTM171660011 dt.21.07.2017. | GH NORTH | 01.06.2018 | 0.015603 | Submitted vide Distribution True-up petition for 3rd control Period as Annexure-I | Submitted vide Distribution True-up petition for 3rd control Period as Annexure-I
1064 | CC902171060057 CLUBBING SERVICES TO INDE | GH NORTH | 24.11.2018 | -2.7e-05 | Submitted vide Distribution True-up petition for 3rd control Period as Annexure-I | Submitted vide Distribution True-up petition for 3rd control Period as Annexure-I
1065 | E/S Supply to P.Gopi Chand ,AL9021710547 | GH NORTH | 13.11.2018 | 0.0010245 | Submitted vide Distribution True-up petition for 3rd control Period as Annexure-I | Submitted vide Distribution True-up petition for 3rd control Period as Annexure-I
1066 | CC902171060053 CLUBBING SERVICES TO INDE | GH NORTH | 24.11.2018 | -2.7e-05 | Submitted vide Distribution True-up petition for 3rd control Period as Annexure-I | Submitted vide Distribution True-up petition for 3rd control Period as Annexure-I
1067 | Erection of 15nos LT intermediate poles. | GH NORTH | 30.04.2018 | 0.013025 | Submitted vide Distribution True-up petition for 3rd control Period as Annexure-I | Submitted vide Distribution True-up petition for 3rd control Period as Annexure-I
1068 | E/S Supply to P.Siva Rao,LTM171230019 | GH NORTH | 08.08.2018 | 0.041551 | Submitted vide Distribution True-up petition for 3rd control Period as Annexure-I | Submitted vide Distribution True-up petition for 3rd control Period as Annexure-I
1069 | CLUBBING OF LT TO HT INDER KRISHNAMMA,HT | GH NORTH | 22.10.2018 | 0.025559 | Submitted vide Distribution True-up petition for 3rd control Period as Annexure-I | Submitted vide Distribution True-up petition for 3rd control Period as Annexure-I
1070 | prov. of 100 KVA Addl dtr at Balram | GH NORTH | 30.04.2018 | 0.025344 | Submitted vide Distribution True-up petition for 3rd control Period as Annexure-I | Submitted vide Distribution True-up petition for 3rd control Period as Annexure-I
1071 | Sri.V.Hari Gopal A2001293 (Cat-II) Addl | GH NORTH | 26.02.2019 | 0.0010258 | Submitted vide Distribution True-up petition for 3rd control Period as Annexure-I | Submitted vide Distribution True-up petition for 3rd control Period as Annexure-I
1072 | E/S TO Sri.V.Ratna Kumari ,LTM171160035/ | GH NORTH | 31.08.2018 | 0.031139 | Submitted vide Distribution True-up petition for 3rd control Period as Annexure-I | Submitted vide Distribution True-up petition for 3rd control Period as Annexure-I
1073 | GENERAL: Electy Op Circle North Hyd prov | GH NORTH | 02.05.2018 | 0.01202 | Submitted vide Distribution True-up petition for 3rd control Period as Annexure-I | Submitted vide Distribution True-up petition for 3rd control Period as Annexure-I
1074 | GENERAL: Electy Op Circle North Hyd prov | GH NORTH | 02.05.2018 | 0.0085948 | Submitted vide Distribution True-up petition for 3rd control Period as Annexure-I | Submitted vide Distribution True-up petition for 3rd control Period as Annexure-I
1075 | GENERAL: Electy Op Circle North Hyd prov | GH NORTH | 17.07.2018 | 0.028576 | Submitted vide Distribution True-up petition for 3rd control Period as Annexure-I | Submitted vide Distribution True-up petition for 3rd control Period as Annexure-I
1076 | E/S Supply to Star Homes,LTM171230023 | GH NORTH | 08.08.2018 | 0.021701 | Submitted vide Distribution True-up petition for 3rd control Period as Annexure-I | Submitted vide Distribution True-up petition for 3rd control Period as Annexure-I
1077 | NR902172083094 E/S TO M/S PRAKASH ARTS P | GH NORTH | 04.10.2018 | 0.018573 | Submitted vide Distribution True-up petition for 3rd control Period as Annexure-I | Submitted vide Distribution True-up petition for 3rd control Period as Annexure-I
1078 | , LTM171020023 E/s to Sri.T.Rajesh Erect | GH NORTH | 30.07.2018 | 0.00042258 | Submitted vide Distribution True-up petition for 3rd control Period as Annexure-I | Submitted vide Distribution True-up petition for 3rd control Period as Annexure-I
1079 | LTM171120010 Padmi Balraj PANEL BOARD | GH NORTH | 04.07.2018 | 0.00030989 | Submitted vide Distribution True-up petition for 3rd control Period as Annexure-I | Submitted vide Distribution True-up petition for 3rd control Period as Annexure-I
1080 | E/S Supply to Ravikanth,NR902172022971,N | GH NORTH | 27.08.2018 | 0.00040653 | Submitted vide Distribution True-up petition for 3rd control Period as Annexure-I | Submitted vide Distribution True-up petition for 3rd control Period as Annexure-I
1081 | E/S TO Sri.Inder Palhora & Arti Hora,LTM | GH NORTH | 31.08.2018 | 0.026746 | Submitted vide Distribution True-up petition for 3rd control Period as Annexure-I | Submitted vide Distribution True-up petition for 3rd control Period as Annexure-I
1082 | E/S Supply to Dheera Careers LTM17123001 | GH NORTH | 08.08.2018 | 0.038443 | Submitted vide Distribution True-up petition for 3rd control Period as Annexure-I | Submitted vide Distribution True-up petition for 3rd control Period as Annexure-I
1083 | LTM171100005 T.Dinesh Kumar Singh-100kVA | GH NORTH | 09.05.2018 | 0.033181 | Submitted vide Distribution True-up petition for 3rd control Period as Annexure-I | Submitted vide Distribution True-up petition for 3rd control Period as Annexure-I
1084 | Estimate for Replacement damaged Poles i | GH NORTH | 01.10.2018 | 0.017797 | Submitted vide Distribution True-up petition for 3rd control Period as Annexure-I | Submitted vide Distribution True-up petition for 3rd control Period as Annexure-I
1085 | LTM171110017 E/S TO RAFEEQ R KHIMANI | GH NORTH | 16.10.2018 | 0.00045523 | Submitted vide Distribution True-up petition for 3rd control Period as Annexure-I | Submitted vide Distribution True-up petition for 3rd control Period as Annexure-I
1086 | E/S TO M/s.RS Construction,LTM171160033/ | GH NORTH | 28.09.2018 | 0.024721 | Submitted vide Distribution True-up petition for 3rd control Period as Annexure-I | Submitted vide Distribution True-up petition for 3rd control Period as Annexure-I
1087 | , LTM171020017 E/s to Sri.H.Ram Singh Er | GH NORTH | 28.07.2018 | 0.00030989 | Submitted vide Distribution True-up petition for 3rd control Period as Annexure-I | Submitted vide Distribution True-up petition for 3rd control Period as Annexure-I
1088 | E/S TO M/s.V.R.Infrauentures PVT LTD, LT | GH NORTH | 28.09.2018 | 0.022425 | Submitted vide Distribution True-up petition for 3rd control Period as Annexure-I | Submitted vide Distribution True-up petition for 3rd control Period as Annexure-I
1089 | E/s Supply to Kishan Rao,NR902172095717, | GH NORTH | 25.08.2018 | 0.0006098 | Submitted vide Distribution True-up petition for 3rd control Period as Annexure-I | Submitted vide Distribution True-up petition for 3rd control Period as Annexure-I
1090 | LTM171020025 E/s to Smt.Sunki Maneesha E | GH NORTH | 30.07.2018 | 0.00054231 | Submitted vide Distribution True-up petition for 3rd control Period as Annexure-I | Submitted vide Distribution True-up petition for 3rd control Period as Annexure-I
1091 | E/S TO Sri.Mohammd Aziz Hussains & Other | GH NORTH | 05.09.2018 | 0.027029 | Submitted vide Distribution True-up petition for 3rd control Period as Annexure-I | Submitted vide Distribution True-up petition for 3rd control Period as Annexure-I
1092 | E/S TO Narsimha Reddy,AL902171090826 | GH NORTH | 24.09.2018 | 0.019875 | Submitted vide Distribution True-up petition for 3rd control Period as Annexure-I | Submitted vide Distribution True-up petition for 3rd control Period as Annexure-I
1093 | M/S DAKSHIN REALTIES PVT LTD,HT11113222 | GH NORTH | 04.11.2018 | 0.123 | Submitted vide Distribution True-up petition for 3rd control Period as Annexure-I | Submitted vide Distribution True-up petition for 3rd control Period as Annexure-I
1094 | AL902171098361, Sri M.SUNIL KRISHNA - CT | GH NORTH | 18.12.2020 | 0.0010233 | Submitted vide Distribution True-up petition for 3rd control Period as Annexure-I | Submitted vide Distribution True-up petition for 3rd control Period as Annexure-I
1095 | E/S TO M/s.Labonel Fine Baking (India) P | GH NORTH | 22.09.2018 | 0.020171 | Submitted vide Distribution True-up petition for 3rd control Period as Annexure-I | Submitted vide Distribution True-up petition for 3rd control Period as Annexure-I
1096 | E/S To Sahithi Construction | GH NORTH | 30.07.2018 | 0.04234 | Submitted vide Distribution True-up petition for 3rd control Period as Annexure-I | Submitted vide Distribution True-up petition for 3rd control Period as Annexure-I
1097 | E/S TO Smt B Geeta Rani | GH NORTH | 04.06.2018 | 0.007027 | Submitted vide Distribution True-up petition for 3rd control Period as Annexure-I | Submitted vide Distribution True-up petition for 3rd control Period as Annexure-I
1098 | E/S To Sri.Mulakala Ravi Kumar,LTM171160 | GH NORTH | 24.09.2018 | 0.00046484 | Submitted vide Distribution True-up petition for 3rd control Period as Annexure-I | Submitted vide Distribution True-up petition for 3rd control Period as Annexure-I
1099 | 5 nos Public DTRs maintenance under MYT | GH NORTH | 06.06.2018 | 0.016312 | Submitted vide Distribution True-up petition for 3rd control Period as Annexure-I | Submitted vide Distribution True-up petition for 3rd control Period as Annexure-I
1100 | E/S Supply to R.S.Constructions,LTM17123 | GH NORTH | 08.08.2018 | 0.024401 | Submitted vide Distribution True-up petition for 3rd control Period as Annexure-I | Submitted vide Distribution True-up petition for 3rd control Period as Annexure-I
1101 | 5 nos Public DTRs maintenance under MYT | GH NORTH | 05.06.2018 | 0.016821 | Submitted vide Distribution True-up petition for 3rd control Period as Annexure-I | Submitted vide Distribution True-up petition for 3rd control Period as Annexure-I
1102 | E/S Supply to R.S.Constructions,LTM17123 | GH NORTH | 18.02.2019 | 0.047565 | Submitted vide Distribution True-up petition for 3rd control Period as Annexure-I | Submitted vide Distribution True-up petition for 3rd control Period as Annexure-I
1103 | 5 nos Public DTRs maintenance under MYT | GH NORTH | 05.06.2018 | 0.01702 | Submitted vide Distribution True-up petition for 3rd control Period as Annexure-I | Submitted vide Distribution True-up petition for 3rd control Period as Annexure-I
1104 | HT10616122 dt. 06.04.2017(M/s. EMMENNAR | GH NORTH | 03.08.2018 | 0.018513 | Submitted vide Distribution True-up petition for 3rd control Period as Annexure-I | Submitted vide Distribution True-up petition for 3rd control Period as Annexure-I
1105 | 5 nos Public DTRs maintenance under MYT | GH NORTH | 05.06.2018 | 0.018065 | Submitted vide Distribution True-up petition for 3rd control Period as Annexure-I | Submitted vide Distribution True-up petition for 3rd control Period as Annexure-I
1106 | E/S to Sri.HarshitaKrishna Ravella,LTM17 | GH NORTH | 22.09.2018 | 0.084222 | Submitted vide Distribution True-up petition for 3rd control Period as Annexure-I | Submitted vide Distribution True-up petition for 3rd control Period as Annexure-I
1107 | RE CONSTRUCTION OF 1 NO COLLM TYPE PLINT | GH NORTH | 28.07.2018 | 0.0081329 | Submitted vide Distribution True-up petition for 3rd control Period as Annexure-I | Submitted vide Distribution True-up petition for 3rd control Period as Annexure-I
1108 | E/S Supply to Govind Narayan,LTM17123002 | GH NORTH | 09.08.2018 | 0.028645 | Submitted vide Distribution True-up petition for 3rd control Period as Annexure-I | Submitted vide Distribution True-up petition for 3rd control Period as Annexure-I
1109 | M/s APOLLO HOSPIAL ENTERPRISE,HT12316408 | GH NORTH | 19.01.2019 | 0.042369 | Submitted vide Distribution True-up petition for 3rd control Period as Annexure-I | Submitted vide Distribution True-up petition for 3rd control Period as Annexure-I
1110 | E/S Supply to Mohamed Abdul,LTM171230016 | GH NORTH | 30.08.2018 | 0.023197 | Submitted vide Distribution True-up petition for 3rd control Period as Annexure-I | Submitted vide Distribution True-up petition for 3rd control Period as Annexure-I
1111 | E/S TO M/S .S.S.NAIDU BUILDERS AND DEVEL | GH NORTH | 06.10.2018 | 0.021204 | Submitted vide Distribution True-up petition for 3rd control Period as Annexure-I | Submitted vide Distribution True-up petition for 3rd control Period as Annexure-I
1112 | M/s Daaj Hotels & Resorts Pvt,HT11116900 | GH NORTH | 23.02.2019 | 0.0049878 | Submitted vide Distribution True-up petition for 3rd control Period as Annexure-I | Submitted vide Distribution True-up petition for 3rd control Period as Annexure-I
1113 | M/S.LAUNDRY WAVES CSC RE.NO.HT10116757 | GH NORTH | 07.08.2018 | 0.0060847 | Submitted vide Distribution True-up petition for 3rd control Period as Annexure-I | Submitted vide Distribution True-up petition for 3rd control Period as Annexure-I
1114 | E/s to M/s Abod Properties | GH NORTH | 19.05.2018 | 0.013754 | Submitted vide Distribution True-up petition for 3rd control Period as Annexure-I | Submitted vide Distribution True-up petition for 3rd control Period as Annexure-I
1115 | E/s for 3ph, (10HP) meter for M/s M.L. E | GH NORTH | 28.06.2018 | 0.00020706 | Submitted vide Distribution True-up petition for 3rd control Period as Annexure-I | Submitted vide Distribution True-up petition for 3rd control Period as Annexure-I
1116 | Revised-E/s to Erection of 1no New 100KV | GH NORTH | 07.03.2019 | 0.024874 | Submitted vide Distribution True-up petition for 3rd control Period as Annexure-I | Submitted vide Distribution True-up petition for 3rd control Period as Annexure-I
1117 | Revised-E/s to Erection of 1no New 100KV | GH NORTH | 28.02.2019 | 0.022744 | Submitted vide Distribution True-up petition for 3rd control Period as Annexure-I | Submitted vide Distribution True-up petition for 3rd control Period as Annexure-I
1118 | E/S To Smt.Karrikaruna Kumari,LTM1711600 | GH NORTH | 01.10.2018 | 0.00061978 | Submitted vide Distribution True-up petition for 3rd control Period as Annexure-I | Submitted vide Distribution True-up petition for 3rd control Period as Annexure-I
1119 | Estimate for laying of 11KV 300 sqmm UG | GH NORTH | 03.05.2018 | 0.067161 | Submitted vide Distribution True-up petition for 3rd control Period as Annexure-I | Submitted vide Distribution True-up petition for 3rd control Period as Annexure-I
1120 | HTCSC.REG.No. HT10815862 DT: 14.03.2017 | GH NORTH | 26.10.2018 | 0.028835 | Submitted vide Distribution True-up petition for 3rd control Period as Annexure-I | Submitted vide Distribution True-up petition for 3rd control Period as Annexure-I
1121 | AL902171096021 Y. Shiva Ramakrishna | GH NORTH | 03.08.2018 | 0.023832 | Submitted vide Distribution True-up petition for 3rd control Period as Annexure-I | Submitted vide Distribution True-up petition for 3rd control Period as Annexure-I
1122 | LTM171020026 E/S M/S.Sri.Vyshnavi Struct | GH NORTH | 09.08.2018 | 0.026452 | Submitted vide Distribution True-up petition for 3rd control Period as Annexure-I | Submitted vide Distribution True-up petition for 3rd control Period as Annexure-I
1123 | Erection of poles | GH NORTH | 30.04.2018 | 0.015119 | Submitted vide Distribution True-up petition for 3rd control Period as Annexure-I | Submitted vide Distribution True-up petition for 3rd control Period as Annexure-I
1124 | stringing of 11 KV OH line. | GH NORTH | 25.05.2018 | 0.013993 | Submitted vide Distribution True-up petition for 3rd control Period as Annexure-I | Submitted vide Distribution True-up petition for 3rd control Period as Annexure-I
1125 | LTM171110018 E/S TO BADAR AHMED KHAN | GH NORTH | 24.09.2018 | 0.062978 | Submitted vide Distribution True-up petition for 3rd control Period as Annexure-I | Submitted vide Distribution True-up petition for 3rd control Period as Annexure-I
1126 | E/S TO M/s.Reliance Builders,LTM17646002 | GH NORTH | 04.09.2018 | 0.031894 | Submitted vide Distribution True-up petition for 3rd control Period as Annexure-I | Submitted vide Distribution True-up petition for 3rd control Period as Annexure-I
1127 | E/S Supply to P.Srinivasa Rao,AL90217106 | GH NORTH | 05.09.2018 | 0.0010245 | Submitted vide Distribution True-up petition for 3rd control Period as Annexure-I | Submitted vide Distribution True-up petition for 3rd control Period as Annexure-I
1128 | AL902171090727 Sri.K.Vijay Kukmar-Panel | GH NORTH | 10.05.2018 | 0.019861 | Submitted vide Distribution True-up petition for 3rd control Period as Annexure-I | Submitted vide Distribution True-up petition for 3rd control Period as Annexure-I
1129 | CC902171087861, Sri G.Thirumal Reddy - C | GH NORTH | 25.07.2018 | 0.0010479 | Submitted vide Distribution True-up petition for 3rd control Period as Annexure-I | Submitted vide Distribution True-up petition for 3rd control Period as Annexure-I
1130 | , AL902171089305 M/S.Indus Tower's A2032 | GH NORTH | 26.02.2019 | 0.0010258 | Submitted vide Distribution True-up petition for 3rd control Period as Annexure-I | Submitted vide Distribution True-up petition for 3rd control Period as Annexure-I
1131 | LTM171030006 E/s to Smt.S.Meva Kaur Erec | GH NORTH | 28.07.2018 | 0.00028613 | Submitted vide Distribution True-up petition for 3rd control Period as Annexure-I | Submitted vide Distribution True-up petition for 3rd control Period as Annexure-I
1132 | E/S Supply to Usha Rani,AL902171101018,A | GH NORTH | 30.08.2018 | 0.030448 | Submitted vide Distribution True-up petition for 3rd control Period as Annexure-I | Submitted vide Distribution True-up petition for 3rd control Period as Annexure-I
1133 | E/S TO M/s.Maithili Financials Pvt Ltd | GH NORTH | 31.08.2018 | 0.025212 | Submitted vide Distribution True-up petition for 3rd control Period as Annexure-I | Submitted vide Distribution True-up petition for 3rd control Period as Annexure-I
1134 | Providing of Allumin partition DE/TECH M | GH NORTH | 27.10.2018 | 0.0057202 | Submitted vide Distribution True-up petition for 3rd control Period as Annexure-I | Submitted vide Distribution True-up petition for 3rd control Period as Annexure-I
1135 | AL902171090474 E/S ADDL LOAD TO MOHD ABD | GH NORTH | 22.12.2018 | 0.0010246 | Submitted vide Distribution True-up petition for 3rd control Period as Annexure-I | Submitted vide Distribution True-up petition for 3rd control Period as Annexure-I
1136 | E/S To Kandi Swetha,LTM176460033 | GH NORTH | 29.08.2018 | 0.026479 | Submitted vide Distribution True-up petition for 3rd control Period as Annexure-I | Submitted vide Distribution True-up petition for 3rd control Period as Annexure-I
1137 | E/S TO T.Geetha,LTM176460038 | GH NORTH | 31.07.2018 | 0.032802 | Submitted vide Distribution True-up petition for 3rd control Period as Annexure-I | Submitted vide Distribution True-up petition for 3rd control Period as Annexure-I
1138 | , LTM171020020 E/s to Sri.Laxminarayana | GH NORTH | 30.07.2018 | 0.00045523 | Submitted vide Distribution True-up petition for 3rd control Period as Annexure-I | Submitted vide Distribution True-up petition for 3rd control Period as Annexure-I
1139 | E/S Supply to P.Sai Shankar,LTM171230038 | GH NORTH | 09.08.2018 | 0.019824 | Submitted vide Distribution True-up petition for 3rd control Period as Annexure-I | Submitted vide Distribution True-up petition for 3rd control Period as Annexure-I
1140 | E/S TO Sri.Erra Padmaja,LTM171160041/02. | GH NORTH | 22.09.2018 | 0.020162 | Submitted vide Distribution True-up petition for 3rd control Period as Annexure-I | Submitted vide Distribution True-up petition for 3rd control Period as Annexure-I
1141 | E/S Supply to K.Sivananda Reddy,LTM17123 | GH NORTH | 09.10.2018 | 0.018704 | Submitted vide Distribution True-up petition for 3rd control Period as Annexure-I | Submitted vide Distribution True-up petition for 3rd control Period as Annexure-I
1142 | LTM171120011 Pola Sidhartha Bhargav PANE | GH NORTH | 04.07.2018 | 0.00054231 | Submitted vide Distribution True-up petition for 3rd control Period as Annexure-I | Submitted vide Distribution True-up petition for 3rd control Period as Annexure-I
1143 | LTM171110024 E/S TO M/S RAICHANDANI CONS | GH NORTH | 04.10.2018 | 0.040268 | Submitted vide Distribution True-up petition for 3rd control Period as Annexure-I | Submitted vide Distribution True-up petition for 3rd control Period as Annexure-I
1144 | E/S To K.Srinija Reddy,LTM176460031 | GH NORTH | 30.07.2018 | 0.020038 | Submitted vide Distribution True-up petition for 3rd control Period as Annexure-I | Submitted vide Distribution True-up petition for 3rd control Period as Annexure-I
1145 | E/S To Smt.Chintala Aruna @ @ CT Meter | GH NORTH | 29.01.2019 | 0.0026409 | Submitted vide Distribution True-up petition for 3rd control Period as Annexure-I | Submitted vide Distribution True-up petition for 3rd control Period as Annexure-I
1146 | E/S TO Sahithi Construction,LTM176460039 | GH NORTH | 30.08.2018 | 0.040037 | Submitted vide Distribution True-up petition for 3rd control Period as Annexure-I | Submitted vide Distribution True-up petition for 3rd control Period as Annexure-I
1147 | E/S To V.Vijai Rajasekhar,LTM176460037 | GH NORTH | 30.08.2018 | 0.032479 | Submitted vide Distribution True-up petition for 3rd control Period as Annexure-I | Submitted vide Distribution True-up petition for 3rd control Period as Annexure-I
1148 | Erection of poles | GH NORTH | 11.04.2018 | 0.012171 | Submitted vide Distribution True-up petition for 3rd control Period as Annexure-I | Submitted vide Distribution True-up petition for 3rd control Period as Annexure-I
1149 | E/S TO P.BHANUMATHY & others | GH NORTH | 30.05.2018 | 0.011284 | Submitted vide Distribution True-up petition for 3rd control Period as Annexure-I | Submitted vide Distribution True-up petition for 3rd control Period as Annexure-I
1150 | E/S FOR 1 NO 100 KVA ADDL DTR at GORKA Q | GH NORTH | 25.05.2018 | 0.03857 | Submitted vide Distribution True-up petition for 3rd control Period as Annexure-I | Submitted vide Distribution True-up petition for 3rd control Period as Annexure-I
1151 | Secretary MOSQU (SZ022291 Addl Load) | GH NORTH | 12.07.2018 | 0.00022699 | Submitted vide Distribution True-up petition for 3rd control Period as Annexure-I | Submitted vide Distribution True-up petition for 3rd control Period as Annexure-I
1152 | Revised estimate for shifting HT UGCable | GH NORTH | 23.02.2019 | 0.020287 | Submitted vide Distribution True-up petition for 3rd control Period as Annexure-I | Submitted vide Distribution True-up petition for 3rd control Period as Annexure-I
1153 | LTM171020031 E/S Sri.Sardar Devender Sin | GH NORTH | 01.09.2018 | 0.027639 | Submitted vide Distribution True-up petition for 3rd control Period as Annexure-I | Submitted vide Distribution True-up petition for 3rd control Period as Annexure-I
1154 | E/S TO State Bank Of Hyderabad,LTM161160 | GH NORTH | 24.09.2018 | 0.037292 | Submitted vide Distribution True-up petition for 3rd control Period as Annexure-I | Submitted vide Distribution True-up petition for 3rd control Period as Annexure-I
1155 | LTM171110028 E/S TO VIJAYARAM AGARWAL | GH NORTH | 25.09.2018 | 0.023842 | Submitted vide Distribution True-up petition for 3rd control Period as Annexure-I | Submitted vide Distribution True-up petition for 3rd control Period as Annexure-I
1156 | E/s Supply to Neha Joseph,LTM171230040 | GH NORTH | 27.08.2018 | 0.00068284 | Submitted vide Distribution True-up petition for 3rd control Period as Annexure-I | Submitted vide Distribution True-up petition for 3rd control Period as Annexure-I
1157 | E/S TO Sri.Divi Swarna Latha,AL902170932 | GH NORTH | 28.09.2018 | 0.024135 | Submitted vide Distribution True-up petition for 3rd control Period as Annexure-I | Submitted vide Distribution True-up petition for 3rd control Period as Annexure-I
1158 | E/S To AB Cable at various locations | GH NORTH | 01.12.2018 | 0.017612 | Submitted vide Distribution True-up petition for 3rd control Period as Annexure-I | Submitted vide Distribution True-up petition for 3rd control Period as Annexure-I
1159 | E/S TO MY SPACE CONSTRUCTION,LTM1711600 | GH NORTH | 05.09.2018 | 0.023677 | Submitted vide Distribution True-up petition for 3rd control Period as Annexure-I | Submitted vide Distribution True-up petition for 3rd control Period as Annexure-I
1160 | E/s to Imp dtr at Durgamma temple,H'bast | GH NORTH | 10.10.2018 | 0.032435 | Submitted vide Distribution True-up petition for 3rd control Period as Annexure-I | Submitted vide Distribution True-up petition for 3rd control Period as Annexure-I
1161 | E/s Supply to PullaiahNaidu,LTM171230035 | GH NORTH | 27.08.2018 | 0.00068284 | Submitted vide Distribution True-up petition for 3rd control Period as Annexure-I | Submitted vide Distribution True-up petition for 3rd control Period as Annexure-I
1162 | E/S To Lansum properties,LTM176460034 | GH NORTH | 31.07.2018 | 0.047637 | Submitted vide Distribution True-up petition for 3rd control Period as Annexure-I | Submitted vide Distribution True-up petition for 3rd control Period as Annexure-I
1163 | E/S TO Sri.Vallabhaneni Balaji,AL9021710 | GH NORTH | 20.10.2018 | 0.025675 | Submitted vide Distribution True-up petition for 3rd control Period as Annexure-I | Submitted vide Distribution True-up petition for 3rd control Period as Annexure-I
1164 | E/S To Narasimha, AL902171102074 | GH NORTH | 01.10.2018 | 0.0011392 | Submitted vide Distribution True-up petition for 3rd control Period as Annexure-I | Submitted vide Distribution True-up petition for 3rd control Period as Annexure-I
1165 | Damged 11 KV poles @ Balanagar section | GH NORTH | 30.04.2018 | 0.012783 | Submitted vide Distribution True-up petition for 3rd control Period as Annexure-I | Submitted vide Distribution True-up petition for 3rd control Period as Annexure-I
1166 | REPLACEMENT OF STRUCTURE POLE @ KUMAR RA | GH NORTH | 08.05.2018 | 0.0099067 | Submitted vide Distribution True-up petition for 3rd control Period as Annexure-I | Submitted vide Distribution True-up petition for 3rd control Period as Annexure-I
1167 | Damged 11 KV poles @ Balanagar section | GH NORTH | 30.04.2018 | 0.014688 | Submitted vide Distribution True-up petition for 3rd control Period as Annexure-I | Submitted vide Distribution True-up petition for 3rd control Period as Annexure-I
1168 | E/S Supply to M.Azeemuddin,AL90217102098 | GH NORTH | 05.09.2018 | 0.0010546 | Submitted vide Distribution True-up petition for 3rd control Period as Annexure-I | Submitted vide Distribution True-up petition for 3rd control Period as Annexure-I
1169 | E/S TO Sri.Pindimadhukar Reddy, LTM17116 | GH NORTH | 25.09.2018 | 0.022498 | Submitted vide Distribution True-up petition for 3rd control Period as Annexure-I | Submitted vide Distribution True-up petition for 3rd control Period as Annexure-I
1170 | E/S Supply to Managing Commitee,AL902171 | GH NORTH | 05.09.2018 | 0.0010552 | Submitted vide Distribution True-up petition for 3rd control Period as Annexure-I | Submitted vide Distribution True-up petition for 3rd control Period as Annexure-I
1171 | REPORT TO ACCOMPANY THE ESTIMATE | GH NORTH | 09.07.2018 | 0.00022761 | Submitted vide Distribution True-up petition for 3rd control Period as Annexure-I | Submitted vide Distribution True-up petition for 3rd control Period as Annexure-I
1172 | E/s-Dismantle of 2nos 9.1mtrs PSCC Poles | GH NORTH | 13.11.2018 | 0.0075289 | Submitted vide Distribution True-up petition for 3rd control Period as Annexure-I | Submitted vide Distribution True-up petition for 3rd control Period as Annexure-I
1173 | ,NR912161656542 E/S to extension of supp | GH NORTH | 05.09.2018 | 0.033211 | Submitted vide Distribution True-up petition for 3rd control Period as Annexure-I | Submitted vide Distribution True-up petition for 3rd control Period as Annexure-I
1174 | LTM171110013 E/S TO MANMEET SINGH BAGGA | GH NORTH | 04.01.2019 | 0.043258 | Submitted vide Distribution True-up petition for 3rd control Period as Annexure-I | Submitted vide Distribution True-up petition for 3rd control Period as Annexure-I
1175 | Enhmnt of 7 No's DTRs From 100KVA from 1 | GH NORTH | 09.01.2019 | 0.15119 | Submitted vide Distribution True-up petition for 3rd control Period as Annexure-I | Submitted vide Distribution True-up petition for 3rd control Period as Annexure-I
1176 | E/S TO Sri.T.Salini | GH NORTH | 28.09.2018 | 0.025674 | Submitted vide Distribution True-up petition for 3rd control Period as Annexure-I | Submitted vide Distribution True-up petition for 3rd control Period as Annexure-I
1177 | E/S TO M/s.T.Srinivasulu & Others,LTM171 | GH NORTH | 28.09.2018 | 0.020073 | Submitted vide Distribution True-up petition for 3rd control Period as Annexure-I | Submitted vide Distribution True-up petition for 3rd control Period as Annexure-I
1178 | AL902171140147, AL902171140153 E/S TO SR | GH NORTH | 07.03.2019 | 0.013312 | Submitted vide Distribution True-up petition for 3rd control Period as Annexure-I | Submitted vide Distribution True-up petition for 3rd control Period as Annexure-I
1179 | AL902171129263 (CT Meter) SZ158160 | GH NORTH | 28.06.2018 | 0.0011386 | Submitted vide Distribution True-up petition for 3rd control Period as Annexure-I | Submitted vide Distribution True-up petition for 3rd control Period as Annexure-I
1180 | AL902171137656 ADDL LOAD E/S TO SRI D.PR | GH NORTH | 22.12.2018 | 0.00072943 | Submitted vide Distribution True-up petition for 3rd control Period as Annexure-I | Submitted vide Distribution True-up petition for 3rd control Period as Annexure-I
1181 | Czech colony Feeder | GH NORTH | 03.05.2018 | 0.030472 | Submitted vide Distribution True-up petition for 3rd control Period as Annexure-I | Submitted vide Distribution True-up petition for 3rd control Period as Annexure-I
1182 | E/S Supply to Satya Seetha Rama,AL902171 | GH NORTH | 07.09.2018 | 0.0010497 | Submitted vide Distribution True-up petition for 3rd control Period as Annexure-I | Submitted vide Distribution True-up petition for 3rd control Period as Annexure-I
1183 | Replacement of Damaged poles | GH NORTH | 05.07.2018 | 0.018867 | Submitted vide Distribution True-up petition for 3rd control Period as Annexure-I | Submitted vide Distribution True-up petition for 3rd control Period as Annexure-I
1184 | Replacement of Damaged poles | GH NORTH | 23.10.2018 | 0.014787 | Submitted vide Distribution True-up petition for 3rd control Period as Annexure-I | Submitted vide Distribution True-up petition for 3rd control Period as Annexure-I
1185 | E/s For LTM of Smt R.N. RAJAMANI | GH NORTH | 30.06.2018 | 0.00044116 | Submitted vide Distribution True-up petition for 3rd control Period as Annexure-I | Submitted vide Distribution True-up petition for 3rd control Period as Annexure-I
1186 | Est.for MYT (MAINTENANCE OF TRANSFORMER) | GH NORTH | 30.07.2018 | 0.018871 | Submitted vide Distribution True-up petition for 3rd control Period as Annexure-I | Submitted vide Distribution True-up petition for 3rd control Period as Annexure-I
1187 | Replacement of Damaged poles | GH NORTH | 28.08.2018 | 0.021114 | Submitted vide Distribution True-up petition for 3rd control Period as Annexure-I | Submitted vide Distribution True-up petition for 3rd control Period as Annexure-I
1188 | Replacement of Damaged poles | GH NORTH | 27.08.2018 | 0.021029 | Submitted vide Distribution True-up petition for 3rd control Period as Annexure-I | Submitted vide Distribution True-up petition for 3rd control Period as Annexure-I
1189 | E/S To Dwarka Infrastrcutre,LTM176460036 | GH NORTH | 30.07.2018 | 0.029961 | Submitted vide Distribution True-up petition for 3rd control Period as Annexure-I | Submitted vide Distribution True-up petition for 3rd control Period as Annexure-I
1190 | E/S Supply to Sharifa Alvia,NR9021721704 | GH NORTH | 27.08.2018 | 0.0010603 | Submitted vide Distribution True-up petition for 3rd control Period as Annexure-I | Submitted vide Distribution True-up petition for 3rd control Period as Annexure-I
1191 | Enhancement of 13 No's 100 KVA DTR'S to | GH NORTH | 01.09.2018 | 0.28138 | Submitted vide Distribution True-up petition for 3rd control Period as Annexure-I | Submitted vide Distribution True-up petition for 3rd control Period as Annexure-I
1192 | E/S TO Sri.K.LajaPati Rai,AL902171084727 | GH NORTH | 24.09.2018 | 0.033322 | Submitted vide Distribution True-up petition for 3rd control Period as Annexure-I | Submitted vide Distribution True-up petition for 3rd control Period as Annexure-I
1193 | MYT(Maintain Your Tronsformer)@Borabonda | GH NORTH | 30.07.2018 | 0.017707 | Submitted vide Distribution True-up petition for 3rd control Period as Annexure-I | Submitted vide Distribution True-up petition for 3rd control Period as Annexure-I
1194 | Replacement of Damaged poles | GH NORTH | 30.07.2018 | 0.02034 | Submitted vide Distribution True-up petition for 3rd control Period as Annexure-I | Submitted vide Distribution True-up petition for 3rd control Period as Annexure-I
1195 | E/S To Jain Promoters& Builders Pvt Ltd | GH NORTH | 07.03.2019 | 0.10573 | Submitted vide Distribution True-up petition for 3rd control Period as Annexure-I | Submitted vide Distribution True-up petition for 3rd control Period as Annexure-I
1196 | MYT(Maintain Your Tronsformer)at Borabon | GH NORTH | 27.08.2018 | 0.019561 | Submitted vide Distribution True-up petition for 3rd control Period as Annexure-I | Submitted vide Distribution True-up petition for 3rd control Period as Annexure-I
1197 | E/S Supply to E.Usha,LTM171230041 | GH NORTH | 09.08.2018 | 0.028871 | Submitted vide Distribution True-up petition for 3rd control Period as Annexure-I | Submitted vide Distribution True-up petition for 3rd control Period as Annexure-I
1198 | Replacement of Existing damaged LT OH Co | GH NORTH | 24.01.2019 | 0.038445 | Submitted vide Distribution True-up petition for 3rd control Period as Annexure-I | Submitted vide Distribution True-up petition for 3rd control Period as Annexure-I
1199 | Shifting of 11KV line near IDH colony | GH NORTH | 30.10.2018 | 0.0047522 | Submitted vide Distribution True-up petition for 3rd control Period as Annexure-I | Submitted vide Distribution True-up petition for 3rd control Period as Annexure-I
1200 | ERECTION OF INTER POLES AND RECONDOCTORI | GH NORTH | 05.06.2018 | 0.01508 | Submitted vide Distribution True-up petition for 3rd control Period as Annexure-I | Submitted vide Distribution True-up petition for 3rd control Period as Annexure-I
1201 | MYT(Maintain Your Tronsformer)at Borabon | GH NORTH | 27.08.2018 | 0.0199 | Submitted vide Distribution True-up petition for 3rd control Period as Annexure-I | Submitted vide Distribution True-up petition for 3rd control Period as Annexure-I
1202 | Est.for MYT (MAINTENANCE OF TRANSFORMER) | GH NORTH | 30.07.2018 | 0.017252 | Submitted vide Distribution True-up petition for 3rd control Period as Annexure-I | Submitted vide Distribution True-up petition for 3rd control Period as Annexure-I
1203 | Est.for MYT (MAINTENANCE OF TRANSFORMER) | GH NORTH | 30.07.2018 | 0.019572 | Submitted vide Distribution True-up petition for 3rd control Period as Annexure-I | Submitted vide Distribution True-up petition for 3rd control Period as Annexure-I
1204 | MYT(Maintain Your Tronsformer)at Borabon | GH NORTH | 27.08.2018 | 0.020103 | Submitted vide Distribution True-up petition for 3rd control Period as Annexure-I | Submitted vide Distribution True-up petition for 3rd control Period as Annexure-I
1205 | Est for shifting of meters from inside t | GH NORTH | 05.06.2018 | 0.012707 | Submitted vide Distribution True-up petition for 3rd control Period as Annexure-I | Submitted vide Distribution True-up petition for 3rd control Period as Annexure-I
1206 | E/s For LTM of Mr. MOHAMMED IQBAL | GH NORTH | 28.06.2018 | 0.00049529 | Submitted vide Distribution True-up petition for 3rd control Period as Annexure-I | Submitted vide Distribution True-up petition for 3rd control Period as Annexure-I
1207 | Est.for MYT (MAINTENANCE OF TRANSFORMER) | GH NORTH | 30.07.2018 | 0.018686 | Submitted vide Distribution True-up petition for 3rd control Period as Annexure-I | Submitted vide Distribution True-up petition for 3rd control Period as Annexure-I
1208 | Est.for MYT (MAINTENANCE OF TRANSFORMER) | GH NORTH | 27.08.2018 | 0.019525 | Submitted vide Distribution True-up petition for 3rd control Period as Annexure-I | Submitted vide Distribution True-up petition for 3rd control Period as Annexure-I
1209 | 70SQ MM AB Cable on road crossings Ganes | GH NORTH | 27.08.2018 | 0.018389 | Submitted vide Distribution True-up petition for 3rd control Period as Annexure-I | Submitted vide Distribution True-up petition for 3rd control Period as Annexure-I
1210 | MYT(Maintain Your Tronsformer)at Borabon | GH NORTH | 28.08.2018 | 0.019553 | Submitted vide Distribution True-up petition for 3rd control Period as Annexure-I | Submitted vide Distribution True-up petition for 3rd control Period as Annexure-I
1211 | Est for shifting of meters from inside t | GH NORTH | 05.06.2018 | 0.012165 | Submitted vide Distribution True-up petition for 3rd control Period as Annexure-I | Submitted vide Distribution True-up petition for 3rd control Period as Annexure-I
1212 | RE CONSTRUCTION OF 2 NOS DTR Plinth | GH NORTH | 05.06.2018 | 0.012158 | Submitted vide Distribution True-up petition for 3rd control Period as Annexure-I | Submitted vide Distribution True-up petition for 3rd control Period as Annexure-I
1213 | Est.for MYT (MAINTENANCE OF TRANSFORMER) | GH NORTH | 30.07.2018 | 0.016915 | Submitted vide Distribution True-up petition for 3rd control Period as Annexure-I | Submitted vide Distribution True-up petition for 3rd control Period as Annexure-I
1214 | Replacement of Damaged poles | GH NORTH | 27.08.2018 | 0.020899 | Submitted vide Distribution True-up petition for 3rd control Period as Annexure-I | Submitted vide Distribution True-up petition for 3rd control Period as Annexure-I
1215 | RE CONSTRUCTION OF 2 NOS DTR Colum Type | GH NORTH | 05.06.2018 | 0.011752 | Submitted vide Distribution True-up petition for 3rd control Period as Annexure-I | Submitted vide Distribution True-up petition for 3rd control Period as Annexure-I
1216 | RE CONSTRUCTION OF 2 NOS DTR Colum type | GH NORTH | 05.06.2018 | 0.011617 | Submitted vide Distribution True-up petition for 3rd control Period as Annexure-I | Submitted vide Distribution True-up petition for 3rd control Period as Annexure-I
1217 | ,LTM171020018 E/S Sri.Vamsidhar Gangi Re | GH NORTH | 09.08.2018 | 0.035298 | Submitted vide Distribution True-up petition for 3rd control Period as Annexure-I | Submitted vide Distribution True-up petition for 3rd control Period as Annexure-I
1218 | Est for Repl of Non-High Quality meters | GH NORTH | 02.02.2019 | 0.027718 | Submitted vide Distribution True-up petition for 3rd control Period as Annexure-I | Submitted vide Distribution True-up petition for 3rd control Period as Annexure-I
1219 | Est for Repl of Non-High Quality meters | GH NORTH | 02.02.2019 | 0.018479 | Submitted vide Distribution True-up petition for 3rd control Period as Annexure-I | Submitted vide Distribution True-up petition for 3rd control Period as Annexure-I
1220 | Est for Repl of 1-Ph Non-High Quality me | GH NORTH | 02.02.2019 | 0.015975 | Submitted vide Distribution True-up petition for 3rd control Period as Annexure-I | Submitted vide Distribution True-up petition for 3rd control Period as Annexure-I
1221 | Lalaguda for DTR Maintenance at Lalaguda | GH NORTH | 22.03.2019 | 0.0019076 | Submitted vide Distribution True-up petition for 3rd control Period as Annexure-I | Submitted vide Distribution True-up petition for 3rd control Period as Annexure-I
1222 | Lalaguda for DTR Maintenance at Old PS T | GH NORTH | 22.03.2019 | 0.0019076 | Submitted vide Distribution True-up petition for 3rd control Period as Annexure-I | Submitted vide Distribution True-up petition for 3rd control Period as Annexure-I
1223 | Lalaguda for DTR Maintenance at Shastrin | GH NORTH | 22.03.2019 | 0.0019076 | Submitted vide Distribution True-up petition for 3rd control Period as Annexure-I | Submitted vide Distribution True-up petition for 3rd control Period as Annexure-I
1224 | Lalaguda for DTR Maintenance at Amareca | GH NORTH | 22.03.2019 | 0.0018752 | Submitted vide Distribution True-up petition for 3rd control Period as Annexure-I | Submitted vide Distribution True-up petition for 3rd control Period as Annexure-I
1225 | ,LTM171020032 E/s to Smt.Deep kaur bedi | GH NORTH | 30.07.2018 | 0.00086469 | Submitted vide Distribution True-up petition for 3rd control Period as Annexure-I | Submitted vide Distribution True-up petition for 3rd control Period as Annexure-I
1226 | MADHUSUDAN AGARWAL | GH NORTH | 31.08.2018 | 0.029749 | Submitted vide Distribution True-up petition for 3rd control Period as Annexure-I | Submitted vide Distribution True-up petition for 3rd control Period as Annexure-I
1227 | Est for Laying of 1KV 3x185 Sqmm UG cabl | GH NORTH | 14.05.2018 | 0.0356 | Submitted vide Distribution True-up petition for 3rd control Period as Annexure-I | Submitted vide Distribution True-up petition for 3rd control Period as Annexure-I
1228 | E/S Supply to Venu Gopal Reddy,AL9021711 | GH NORTH | 07.09.2018 | 0.0010497 | Submitted vide Distribution True-up petition for 3rd control Period as Annexure-I | Submitted vide Distribution True-up petition for 3rd control Period as Annexure-I
1229 | Est for shifting of meters from inside t | GH NORTH | 05.06.2018 | 0.012422 | Submitted vide Distribution True-up petition for 3rd control Period as Annexure-I | Submitted vide Distribution True-up petition for 3rd control Period as Annexure-I
1230 | DTR Yard cleaning and providing earthin | GH NORTH | 05.06.2018 | 0.012971 | Submitted vide Distribution True-up petition for 3rd control Period as Annexure-I | Submitted vide Distribution True-up petition for 3rd control Period as Annexure-I
1231 | Est for shifting of meters from inside t | GH NORTH | 05.06.2018 | 0.01285 | Submitted vide Distribution True-up petition for 3rd control Period as Annexure-I | Submitted vide Distribution True-up petition for 3rd control Period as Annexure-I
1232 | LTM171020029, E/S M/S RS CONSTRUCTIONS. | GH NORTH | 09.08.2018 | 0.030583 | Submitted vide Distribution True-up petition for 3rd control Period as Annexure-I | Submitted vide Distribution True-up petition for 3rd control Period as Annexure-I
1233 | LTM171020028, E/S M/S RS CONSTRUCTIONS. | GH NORTH | 04.10.2018 | 0.031133 | Submitted vide Distribution True-up petition for 3rd control Period as Annexure-I | Submitted vide Distribution True-up petition for 3rd control Period as Annexure-I
1234 | E/s For LTM of Smt MALLELA MADHUMATHI | GH NORTH | 30.06.2018 | 0.00056735 | Submitted vide Distribution True-up petition for 3rd control Period as Annexure-I | Submitted vide Distribution True-up petition for 3rd control Period as Annexure-I
1235 | E/s for Sri Syed Yousuf | GH NORTH | 25.08.2018 | 0.00071146 | Submitted vide Distribution True-up petition for 3rd control Period as Annexure-I | Submitted vide Distribution True-up petition for 3rd control Period as Annexure-I
1236 | LTM171020030 E/s to Sri.G.Chandra Sekhar | GH NORTH | 28.07.2018 | 0.0005044 | Submitted vide Distribution True-up petition for 3rd control Period as Annexure-I | Submitted vide Distribution True-up petition for 3rd control Period as Annexure-I
1237 | LTM171200031 M/S Sri P.Nageshwar Rao -Pa | GH NORTH | 08.05.2018 | 0.026298 | Submitted vide Distribution True-up petition for 3rd control Period as Annexure-I | Submitted vide Distribution True-up petition for 3rd control Period as Annexure-I
1238 | poles | GH NORTH | 03.05.2018 | 0.01286 | Submitted vide Distribution True-up petition for 3rd control Period as Annexure-I | Submitted vide Distribution True-up petition for 3rd control Period as Annexure-I
1239 | Conversion of conductor to AB Cable | GH NORTH | 03.05.2018 | 0.015717 | Submitted vide Distribution True-up petition for 3rd control Period as Annexure-I | Submitted vide Distribution True-up petition for 3rd control Period as Annexure-I
1240 | E/S Supply to Praveen & Others ,LTM16123 | GH NORTH | 08.08.2018 | 0.036175 | Submitted vide Distribution True-up petition for 3rd control Period as Annexure-I | Submitted vide Distribution True-up petition for 3rd control Period as Annexure-I
1241 | Removing of Road crossings | GH NORTH | 03.05.2018 | 0.028096 | Submitted vide Distribution True-up petition for 3rd control Period as Annexure-I | Submitted vide Distribution True-up petition for 3rd control Period as Annexure-I
1242 | Conversion of conductor to AB Cable | GH NORTH | 03.05.2018 | 0.011158 | Submitted vide Distribution True-up petition for 3rd control Period as Annexure-I | Submitted vide Distribution True-up petition for 3rd control Period as Annexure-I
1243 | Conversion of conductor to AB Cable | GH NORTH | 03.05.2018 | 0.017725 | Submitted vide Distribution True-up petition for 3rd control Period as Annexure-I | Submitted vide Distribution True-up petition for 3rd control Period as Annexure-I
1244 | Removing of Road crossings | GH NORTH | 03.05.2018 | 0.015735 | Submitted vide Distribution True-up petition for 3rd control Period as Annexure-I | Submitted vide Distribution True-up petition for 3rd control Period as Annexure-I
1245 | Addl CKT for 100 KVA Raj Nagar & Site-II | GH NORTH | 03.05.2018 | 0.0085001 | Submitted vide Distribution True-up petition for 3rd control Period as Annexure-I | Submitted vide Distribution True-up petition for 3rd control Period as Annexure-I
1246 | Conversion of conductor to AB Cable | GH NORTH | 03.05.2018 | 0.0071004 | Submitted vide Distribution True-up petition for 3rd control Period as Annexure-I | Submitted vide Distribution True-up petition for 3rd control Period as Annexure-I
1247 | AL902171143433 ADDL LOAD E/S TO SRI M.M. | GH NORTH | 22.12.2018 | 0.0010578 | Submitted vide Distribution True-up petition for 3rd control Period as Annexure-I | Submitted vide Distribution True-up petition for 3rd control Period as Annexure-I
1248 | E/S To B.Srikanth reddy,LTM176460046 | GH NORTH | 03.01.2019 | 0.023322 | Submitted vide Distribution True-up petition for 3rd control Period as Annexure-I | Submitted vide Distribution True-up petition for 3rd control Period as Annexure-I
1249 | E/S TO Sri.Divi Satchandra Kiran,AL90217 | GH NORTH | 20.10.2018 | 0.023132 | Submitted vide Distribution True-up petition for 3rd control Period as Annexure-I | Submitted vide Distribution True-up petition for 3rd control Period as Annexure-I
1250 | Replacement of Damaged poles | GH NORTH | 06.07.2018 | 0.020628 | Submitted vide Distribution True-up petition for 3rd control Period as Annexure-I | Submitted vide Distribution True-up petition for 3rd control Period as Annexure-I
1251 | Replacement of Damaged poles | GH NORTH | 09.07.2018 | 0.019779 | Submitted vide Distribution True-up petition for 3rd control Period as Annexure-I | Submitted vide Distribution True-up petition for 3rd control Period as Annexure-I
1252 | MYT(Maintain Your Tronsformer). | GH NORTH | 28.07.2018 | 0.019778 | Submitted vide Distribution True-up petition for 3rd control Period as Annexure-I | Submitted vide Distribution True-up petition for 3rd control Period as Annexure-I
1253 | E/s M.Lavanya | GH NORTH | 30.04.2018 | 0.00070767 | Submitted vide Distribution True-up petition for 3rd control Period as Annexure-I | Submitted vide Distribution True-up petition for 3rd control Period as Annexure-I
1254 | Shifting of 125 no's 1 ph energy meters | GH NORTH | 05.06.2018 | 0.012406 | Submitted vide Distribution True-up petition for 3rd control Period as Annexure-I | Submitted vide Distribution True-up petition for 3rd control Period as Annexure-I
1255 | Replacement of Damaged poles | GH NORTH | 09.07.2018 | 0.019399 | Submitted vide Distribution True-up petition for 3rd control Period as Annexure-I | Submitted vide Distribution True-up petition for 3rd control Period as Annexure-I
1256 | Shifting of 132 no's 1 ph energy meters | GH NORTH | 06.07.2018 | 0.010309 | Submitted vide Distribution True-up petition for 3rd control Period as Annexure-I | Submitted vide Distribution True-up petition for 3rd control Period as Annexure-I
1257 | Enhancement of 100KVA to 160KVA,160 KVA | GH NORTH | 28.01.2019 | 0.34765 | Submitted vide Distribution True-up petition for 3rd control Period as Annexure-I | Submitted vide Distribution True-up petition for 3rd control Period as Annexure-I
1258 | E/s For LTM of Sri NEEMKAR SONI RAO | GH NORTH | 28.06.2018 | 0.00034385 | Submitted vide Distribution True-up petition for 3rd control Period as Annexure-I | Submitted vide Distribution True-up petition for 3rd control Period as Annexure-I
1259 | E/s To NICHE INFRA LTM176460043 | GH NORTH | 30.07.2018 | 0.024048 | Submitted vide Distribution True-up petition for 3rd control Period as Annexure-I | Submitted vide Distribution True-up petition for 3rd control Period as Annexure-I
1260 | Shifting of LT line in Kavadiguda | GH NORTH | 14.05.2018 | 0.02131 | Submitted vide Distribution True-up petition for 3rd control Period as Annexure-I | Submitted vide Distribution True-up petition for 3rd control Period as Annexure-I
1261 | E/s to shifting of 1no 160KVA DTR from n | GH NORTH | 14.11.2018 | 0.013794 | Submitted vide Distribution True-up petition for 3rd control Period as Annexure-I | Submitted vide Distribution True-up petition for 3rd control Period as Annexure-I
1262 | E/s for LTM of Sri.R.John Francis | GH NORTH | 30.07.2018 | 0.00057226 | Submitted vide Distribution True-up petition for 3rd control Period as Annexure-I | Submitted vide Distribution True-up petition for 3rd control Period as Annexure-I
1263 | LTM171110025 E/S TO V.SAI YASHWANT | GH NORTH | 04.10.2018 | 0.028797 | Submitted vide Distribution True-up petition for 3rd control Period as Annexure-I | Submitted vide Distribution True-up petition for 3rd control Period as Annexure-I
1264 | Shifting of 200Nos. 1-Ph Energy Meters f | GH NORTH | 10.04.2018 | 0.0076442 | Submitted vide Distribution True-up petition for 3rd control Period as Annexure-I | Submitted vide Distribution True-up petition for 3rd control Period as Annexure-I
1265 | E/s for LTM of Smt.Yadamma | GH NORTH | 28.07.2018 | 0.00036029 | Submitted vide Distribution True-up petition for 3rd control Period as Annexure-I | Submitted vide Distribution True-up petition for 3rd control Period as Annexure-I
1266 | LTM171020038 E/s to Sri.N.Durgesh Erecti | GH NORTH | 28.07.2018 | 7.2058e-05 | Submitted vide Distribution True-up petition for 3rd control Period as Annexure-I | Submitted vide Distribution True-up petition for 3rd control Period as Annexure-I
1267 | E/S Supply to Amit M Shah,LTM171230043 | GH NORTH | 22.12.2018 | 0.02641 | Submitted vide Distribution True-up petition for 3rd control Period as Annexure-I | Submitted vide Distribution True-up petition for 3rd control Period as Annexure-I
1268 | AL902171122620<(>,<)> | GH NORTH | 11.07.2018 | 0.0010571 | Submitted vide Distribution True-up petition for 3rd control Period as Annexure-I | Submitted vide Distribution True-up petition for 3rd control Period as Annexure-I
1269 | Replacement of Damaged poles | GH NORTH | 27.08.2018 | 0.018991 | Submitted vide Distribution True-up petition for 3rd control Period as Annexure-I | Submitted vide Distribution True-up petition for 3rd control Period as Annexure-I
1270 | Replacement of Damaged poles | GH NORTH | 27.08.2018 | 0.020673 | Submitted vide Distribution True-up petition for 3rd control Period as Annexure-I | Submitted vide Distribution True-up petition for 3rd control Period as Annexure-I
1271 | Replacement of Damaged poles | GH NORTH | 05.07.2018 | 0.019601 | Submitted vide Distribution True-up petition for 3rd control Period as Annexure-I | Submitted vide Distribution True-up petition for 3rd control Period as Annexure-I
1272 | Shifting of 135 no's 1 ph energy meters | GH NORTH | 06.07.2018 | 0.010566 | Submitted vide Distribution True-up petition for 3rd control Period as Annexure-I | Submitted vide Distribution True-up petition for 3rd control Period as Annexure-I
1273 | E/S TO V.Rama Devi,LTM176460041 | GH NORTH | 30.07.2018 | 0.031929 | Submitted vide Distribution True-up petition for 3rd control Period as Annexure-I | Submitted vide Distribution True-up petition for 3rd control Period as Annexure-I
1274 | LTM171110011 E/S TO Mrs. RADHIKA BHAGYA | GH NORTH | 27.02.2019 | 0.024544 | Submitted vide Distribution True-up petition for 3rd control Period as Annexure-I | Submitted vide Distribution True-up petition for 3rd control Period as Annexure-I
1275 | LTM171200029 - Smt. K. Vijaya Lakshmi | GH NORTH | 03.08.2018 | 0.025451 | Submitted vide Distribution True-up petition for 3rd control Period as Annexure-I | Submitted vide Distribution True-up petition for 3rd control Period as Annexure-I
1276 | E/S To A.Sivaramakrishna,LTM176460042 | GH NORTH | 28.07.2018 | 0.00055824 | Submitted vide Distribution True-up petition for 3rd control Period as Annexure-I | Submitted vide Distribution True-up petition for 3rd control Period as Annexure-I
1277 | Shifting of 140 no's 1 ph energy meters | GH NORTH | 05.07.2018 | 0.010909 | Submitted vide Distribution True-up petition for 3rd control Period as Annexure-I | Submitted vide Distribution True-up petition for 3rd control Period as Annexure-I
1278 | Shifting of 140 no's 1 ph energy meters | GH NORTH | 06.07.2018 | 0.010851 | Submitted vide Distribution True-up petition for 3rd control Period as Annexure-I | Submitted vide Distribution True-up petition for 3rd control Period as Annexure-I
1279 | LTM171020036 E/s to Sri.R.Shiva Kiran Re | GH NORTH | 28.07.2018 | 0.00021617 | Submitted vide Distribution True-up petition for 3rd control Period as Annexure-I | Submitted vide Distribution True-up petition for 3rd control Period as Annexure-I
1280 | Sri Sai Constructions | GH NORTH | 28.04.2018 | 0.019748 | Submitted vide Distribution True-up petition for 3rd control Period as Annexure-I | Submitted vide Distribution True-up petition for 3rd control Period as Annexure-I
1281 | E/s for LTM of Mr.Mohd.Abdul Nayeem | GH NORTH | 30.07.2018 | 0.00070779 | Submitted vide Distribution True-up petition for 3rd control Period as Annexure-I | Submitted vide Distribution True-up petition for 3rd control Period as Annexure-I
1282 | E/s for LTM of Smt.Syed Syeeda Begum | GH NORTH | 30.07.2018 | 0.00064852 | Submitted vide Distribution True-up petition for 3rd control Period as Annexure-I | Submitted vide Distribution True-up petition for 3rd control Period as Annexure-I
1283 | E/s for LTM of Sri.MOLUGU NARSIMHULU | GH NORTH | 28.07.2018 | 0.00035766 | Submitted vide Distribution True-up petition for 3rd control Period as Annexure-I | Submitted vide Distribution True-up petition for 3rd control Period as Annexure-I
1284 | NR902172173904 E/S NEW SERVICE OF C.T ME | GH NORTH | 02.03.2019 | 0.0010603 | Submitted vide Distribution True-up petition for 3rd control Period as Annexure-I | Submitted vide Distribution True-up petition for 3rd control Period as Annexure-I
1285 | LTM171110030 E/S TO M/S SRI KRISHNA SAI | GH NORTH | 24.09.2018 | 0.018591 | Submitted vide Distribution True-up petition for 3rd control Period as Annexure-I | Submitted vide Distribution True-up petition for 3rd control Period as Annexure-I
1286 | , LTM171040013, Sri DAMODAR AGARWAL & OT | GH NORTH | 26.11.2018 | 0.00062119 | Submitted vide Distribution True-up petition for 3rd control Period as Annexure-I | Submitted vide Distribution True-up petition for 3rd control Period as Annexure-I
1287 | LTM171120003 M/S Sai Krishna Constructio | GH NORTH | 10.05.2018 | 0.026134 | Submitted vide Distribution True-up petition for 3rd control Period as Annexure-I | Submitted vide Distribution True-up petition for 3rd control Period as Annexure-I
1288 | E/s for 10HP, Cat III meter for M/s ANJA | GH NORTH | 30.06.2018 | 0.00020706 | Submitted vide Distribution True-up petition for 3rd control Period as Annexure-I | Submitted vide Distribution True-up petition for 3rd control Period as Annexure-I
1289 | Est for shifting of meters from inside t | GH NORTH | 26.11.2018 | 0.01285 | Submitted vide Distribution True-up petition for 3rd control Period as Annexure-I | Submitted vide Distribution True-up petition for 3rd control Period as Annexure-I
1290 | Est for shifting of meters from inside t | GH NORTH | 02.06.2018 | 0.012136 | Submitted vide Distribution True-up petition for 3rd control Period as Annexure-I | Submitted vide Distribution True-up petition for 3rd control Period as Annexure-I
1291 | Estimate for alternate supply for IAS qu | GH NORTH | 09.08.2018 | 0.015388 | Submitted vide Distribution True-up petition for 3rd control Period as Annexure-I | Submitted vide Distribution True-up petition for 3rd control Period as Annexure-I
1292 | E/s For LTM of Sri GOLIPALLY SANJEEV. | GH NORTH | 30.06.2018 | 0.00057226 | Submitted vide Distribution True-up petition for 3rd control Period as Annexure-I | Submitted vide Distribution True-up petition for 3rd control Period as Annexure-I
1293 | LTM171200030, G.Saroja | GH NORTH | 11.07.2018 | 0.00056145 | Submitted vide Distribution True-up petition for 3rd control Period as Annexure-I | Submitted vide Distribution True-up petition for 3rd control Period as Annexure-I
1294 | E/s.for Removal of 4No's HT/LT Rusted po | GH NORTH | 31.01.2019 | 0.011503 | Submitted vide Distribution True-up petition for 3rd control Period as Annexure-I | Submitted vide Distribution True-up petition for 3rd control Period as Annexure-I
1295 | LTM171200032, NATUVA SANDEEP | GH NORTH | 26.05.2018 | 0.00063298 | Submitted vide Distribution True-up petition for 3rd control Period as Annexure-I | Submitted vide Distribution True-up petition for 3rd control Period as Annexure-I
1296 | ,LTM171660006,06/06/2017 | GH NORTH | 06.08.2018 | 0.024767 | Submitted vide Distribution True-up petition for 3rd control Period as Annexure-I | Submitted vide Distribution True-up petition for 3rd control Period as Annexure-I
1297 | AL902171144436 ADDL LOAD E/S TO M/S MASI | GH NORTH | 22.12.2018 | 0.00021427 | Submitted vide Distribution True-up petition for 3rd control Period as Annexure-I | Submitted vide Distribution True-up petition for 3rd control Period as Annexure-I
1298 | E/s For LTM of Sri MOHD RAHEEM | GH NORTH | 30.06.2018 | 0.00028613 | Submitted vide Distribution True-up petition for 3rd control Period as Annexure-I | Submitted vide Distribution True-up petition for 3rd control Period as Annexure-I
1299 | , LTM171020034 E/s to Sri.J.Narsaiah Ere | GH NORTH | 28.07.2018 | 0.00042919 | Submitted vide Distribution True-up petition for 3rd control Period as Annexure-I | Submitted vide Distribution True-up petition for 3rd control Period as Annexure-I
1300 | E/s for LTM of Sri.M.Narasimulu | GH NORTH | 28.07.2018 | 0.0002146 | Submitted vide Distribution True-up petition for 3rd control Period as Annexure-I | Submitted vide Distribution True-up petition for 3rd control Period as Annexure-I
1301 | , LTM171040014, Sri M.A.JAMEELKHAN Panel | GH NORTH | 26.11.2018 | 0.00085839 | Submitted vide Distribution True-up petition for 3rd control Period as Annexure-I | Submitted vide Distribution True-up petition for 3rd control Period as Annexure-I
1302 | LTM171020037 E/S Sri.Parvathaneni.Sriniv | GH NORTH | 09.08.2018 | 0.023481 | Submitted vide Distribution True-up petition for 3rd control Period as Annexure-I | Submitted vide Distribution True-up petition for 3rd control Period as Annexure-I
1303 | Bhav Sagar Trivedi | GH NORTH | 19.05.2018 | 0.028236 | Submitted vide Distribution True-up petition for 3rd control Period as Annexure-I | Submitted vide Distribution True-up petition for 3rd control Period as Annexure-I
1304 | E/S To Smt.Balguri Anuradha,LTM176460048 | GH NORTH | 24.09.2018 | 0.00081514 | Submitted vide Distribution True-up petition for 3rd control Period as Annexure-I | Submitted vide Distribution True-up petition for 3rd control Period as Annexure-I
1305 | NR902172177893 E/S TO SRI N.SHIV KUMAR | GH NORTH | 27.10.2018 | 0.0010605 | Submitted vide Distribution True-up petition for 3rd control Period as Annexure-I | Submitted vide Distribution True-up petition for 3rd control Period as Annexure-I
1306 | E/s for LTM of Smt.M.Saritha | GH NORTH | 28.07.2018 | 0.00050073 | Submitted vide Distribution True-up petition for 3rd control Period as Annexure-I | Submitted vide Distribution True-up petition for 3rd control Period as Annexure-I
1307 | E/S TO Sri.Yakkali Balakrishna Murthy,LT | GH NORTH | 24.09.2018 | 0.02139 | Submitted vide Distribution True-up petition for 3rd control Period as Annexure-I | Submitted vide Distribution True-up petition for 3rd control Period as Annexure-I
1308 | E/s for Janapriya Engineers Syndicate | GH NORTH | 05.03.2019 | 0.13474 | Submitted vide Distribution True-up petition for 3rd control Period as Annexure-I | Submitted vide Distribution True-up petition for 3rd control Period as Annexure-I
1309 | E/S TO Sri.Sunanada Gupta LTM171160050/1 | GH NORTH | 08.03.2019 | 0.042111 | Submitted vide Distribution True-up petition for 3rd control Period as Annexure-I | Submitted vide Distribution True-up petition for 3rd control Period as Annexure-I
1310 | E/s to Rannag Yar Khan,LTM171160062/04.1 | GH NORTH | 28.09.2018 | 0.038809 | Submitted vide Distribution True-up petition for 3rd control Period as Annexure-I | Submitted vide Distribution True-up petition for 3rd control Period as Annexure-I
1311 | LTM171100011 Smt. G. Bharathi Devi-Panel | GH NORTH | 20.10.2018 | 0.0004473 | Submitted vide Distribution True-up petition for 3rd control Period as Annexure-I | Submitted vide Distribution True-up petition for 3rd control Period as Annexure-I
1312 | AL902171126921 E/S TO M/S INDUS TOWERS L | GH NORTH | 22.12.2018 | 0.001058 | Submitted vide Distribution True-up petition for 3rd control Period as Annexure-I | Submitted vide Distribution True-up petition for 3rd control Period as Annexure-I
1313 | E/s for Sri B. Pandurangam | GH NORTH | 24.09.2018 | 0.00035766 | Submitted vide Distribution True-up petition for 3rd control Period as Annexure-I | Submitted vide Distribution True-up petition for 3rd control Period as Annexure-I
1314 | E/S Supply to Muralidhar,AL902171126361 | GH NORTH | 19.02.2019 | 0.019083 | Submitted vide Distribution True-up petition for 3rd control Period as Annexure-I | Submitted vide Distribution True-up petition for 3rd control Period as Annexure-I
1315 | E/s For LTM of Smt DOGUPARTHI LEELAVATHI | GH NORTH | 28.06.2018 | 0.00041838 | Submitted vide Distribution True-up petition for 3rd control Period as Annexure-I | Submitted vide Distribution True-up petition for 3rd control Period as Annexure-I
1316 | E/s for Sri Kamidri Meera. | GH NORTH | 25.08.2018 | 0.00042673 | Submitted vide Distribution True-up petition for 3rd control Period as Annexure-I | Submitted vide Distribution True-up petition for 3rd control Period as Annexure-I
1317 | E/s For LTM of Mr. MOHD HUSSAIN | GH NORTH | 28.06.2018 | 0.00070451 | Submitted vide Distribution True-up petition for 3rd control Period as Annexure-I | Submitted vide Distribution True-up petition for 3rd control Period as Annexure-I
1318 | E/s for Sri N. Bikshapathi. | GH NORTH | 25.08.2018 | 0.00056897 | Submitted vide Distribution True-up petition for 3rd control Period as Annexure-I | Submitted vide Distribution True-up petition for 3rd control Period as Annexure-I
1319 | TELANGANA PINDIVANTALU 100 KVA DTR | GH NORTH | 21.01.2019 | 0.030757 | Submitted vide Distribution True-up petition for 3rd control Period as Annexure-I | Submitted vide Distribution True-up petition for 3rd control Period as Annexure-I
1320 | Mala Basthi-II 100KVA (HARIZAN BASTHI) | GH NORTH | 21.01.2019 | 0.032646 | Submitted vide Distribution True-up petition for 3rd control Period as Annexure-I | Submitted vide Distribution True-up petition for 3rd control Period as Annexure-I
1321 | E/s for Sri Mohammed Rasheed. | GH NORTH | 25.08.2018 | 0.00096541 | Submitted vide Distribution True-up petition for 3rd control Period as Annexure-I | Submitted vide Distribution True-up petition for 3rd control Period as Annexure-I
1322 | E/s for Sri Syed Nazeer Ali. | GH NORTH | 25.08.2018 | 0.00048775 | Submitted vide Distribution True-up petition for 3rd control Period as Annexure-I | Submitted vide Distribution True-up petition for 3rd control Period as Annexure-I
1323 | E/s for Sri D. Sneha Latha. | GH NORTH | 25.08.2018 | 0.00035561 | Submitted vide Distribution True-up petition for 3rd control Period as Annexure-I | Submitted vide Distribution True-up petition for 3rd control Period as Annexure-I
1324 | LTM171200033,BURGU SRINIVAS | GH NORTH | 25.05.2018 | 0.00056897 | Submitted vide Distribution True-up petition for 3rd control Period as Annexure-I | Submitted vide Distribution True-up petition for 3rd control Period as Annexure-I
1325 | LTM171200034, N.SHOBA | GH NORTH | 25.05.2018 | 0.00042673 | Submitted vide Distribution True-up petition for 3rd control Period as Annexure-I | Submitted vide Distribution True-up petition for 3rd control Period as Annexure-I
1326 | LTM176460045-R.Shiva Sharat Reddy | GH NORTH | 31.07.2018 | 0.029411 | Submitted vide Distribution True-up petition for 3rd control Period as Annexure-I | Submitted vide Distribution True-up petition for 3rd control Period as Annexure-I
1327 | addl.load to PZ013426 (1-PH TO 3-PH) | GH NORTH | 29.09.2018 | 0.00020202 | Submitted vide Distribution True-up petition for 3rd control Period as Annexure-I | Submitted vide Distribution True-up petition for 3rd control Period as Annexure-I
1328 | Enhmnt of 1 No DTR from 200 KVA to 315 K | GH NORTH | 28.01.2019 | 0.082803 | Submitted vide Distribution True-up petition for 3rd control Period as Annexure-I | Submitted vide Distribution True-up petition for 3rd control Period as Annexure-I
1329 | LTM171020039 E/s to Sri.S.Ranjit Singh E | GH NORTH | 30.07.2018 | 0.00035561 | Submitted vide Distribution True-up petition for 3rd control Period as Annexure-I | Submitted vide Distribution True-up petition for 3rd control Period as Annexure-I
1330 | AL902171061329 E/S ADDL LOAD TO KANEEZ F | GH NORTH | 22.12.2018 | 0.001058 | Submitted vide Distribution True-up petition for 3rd control Period as Annexure-I | Submitted vide Distribution True-up petition for 3rd control Period as Annexure-I
1331 | E/s for Sri Gulam Dastagir. | GH NORTH | 25.08.2018 | 0.00021337 | Submitted vide Distribution True-up petition for 3rd control Period as Annexure-I | Submitted vide Distribution True-up petition for 3rd control Period as Annexure-I
1332 | E/s for Sri P. Santosh Kumar | GH NORTH | 25.08.2018 | 0.00056897 | Submitted vide Distribution True-up petition for 3rd control Period as Annexure-I | Submitted vide Distribution True-up petition for 3rd control Period as Annexure-I
1333 | E/s for Sri S. Komuraiah. | GH NORTH | 25.08.2018 | 0.00034551 | Submitted vide Distribution True-up petition for 3rd control Period as Annexure-I | Submitted vide Distribution True-up petition for 3rd control Period as Annexure-I
1334 | 11KV Disagster Feeders in cbd B'Hills | GH NORTH | 02.05.2018 | 0.012544 | Submitted vide Distribution True-up petition for 3rd control Period as Annexure-I | Submitted vide Distribution True-up petition for 3rd control Period as Annexure-I
1335 | E/s for Sri Mr. Ahmed Bin Avez Bashadi | GH NORTH | 25.08.2018 | 0.00048775 | Submitted vide Distribution True-up petition for 3rd control Period as Annexure-I | Submitted vide Distribution True-up petition for 3rd control Period as Annexure-I
1336 | E/s for Sri M. Naga Lakshmi | GH NORTH | 25.08.2018 | 0.00063 | Submitted vide Distribution True-up petition for 3rd control Period as Annexure-I | Submitted vide Distribution True-up petition for 3rd control Period as Annexure-I
1337 | LTM171160063, T.Krishna Reddy E/S to T.K | GH NORTH | 08.10.2018 | 0.031068 | Submitted vide Distribution True-up petition for 3rd control Period as Annexure-I | Submitted vide Distribution True-up petition for 3rd control Period as Annexure-I
1338 | E/s for Sri Syed Kamaluddin | GH NORTH | 25.08.2018 | 0.00056897 | Submitted vide Distribution True-up petition for 3rd control Period as Annexure-I | Submitted vide Distribution True-up petition for 3rd control Period as Annexure-I
1339 | Prov cupboa in ICSC,Erra B Hill,Hyd | GH NORTH | 29.10.2018 | 0.010832 | Submitted vide Distribution True-up petition for 3rd control Period as Annexure-I | Submitted vide Distribution True-up petition for 3rd control Period as Annexure-I
1340 | Shifting of line and DTR at Kavuri Hills | GH NORTH | 03.05.2018 | 0.036439 | Submitted vide Distribution True-up petition for 3rd control Period as Annexure-I | Submitted vide Distribution True-up petition for 3rd control Period as Annexure-I
1341 | LM176460049-E/S to Deccan platau | GH NORTH | 30.07.2018 | 0.0021204 | Submitted vide Distribution True-up petition for 3rd control Period as Annexure-I | Submitted vide Distribution True-up petition for 3rd control Period as Annexure-I
1342 | E/s For LTM of Sri T. VENKATESH. | GH NORTH | 28.06.2018 | 0.0006401 | Submitted vide Distribution True-up petition for 3rd control Period as Annexure-I | Submitted vide Distribution True-up petition for 3rd control Period as Annexure-I
1343 | LTM of Smt.K.Andalu | GH NORTH | 28.07.2018 | 0.00049785 | Submitted vide Distribution True-up petition for 3rd control Period as Annexure-I | Submitted vide Distribution True-up petition for 3rd control Period as Annexure-I
1344 | E/s for LTM of Sri.Shaik Khaja | GH NORTH | 01.08.2018 | 0.00055888 | Submitted vide Distribution True-up petition for 3rd control Period as Annexure-I | Submitted vide Distribution True-up petition for 3rd control Period as Annexure-I
1345 | E/S Supply to T.Vaikuntam,LTM171230044 | GH NORTH | 22.12.2018 | 0.029522 | Submitted vide Distribution True-up petition for 3rd control Period as Annexure-I | Submitted vide Distribution True-up petition for 3rd control Period as Annexure-I
1346 | LTM171200037, GORU NUKARAJU | GH NORTH | 27.08.2018 | 0.00049785 | Submitted vide Distribution True-up petition for 3rd control Period as Annexure-I | Submitted vide Distribution True-up petition for 3rd control Period as Annexure-I
1347 | LTM171200036 ,MOHAMMED SAMIUDDIN | GH NORTH | 27.08.2018 | 0.00049785 | Submitted vide Distribution True-up petition for 3rd control Period as Annexure-I | Submitted vide Distribution True-up petition for 3rd control Period as Annexure-I
1348 | E/S Supply to K.Kamala Kumari,LTM1712300 | GH NORTH | 22.12.2018 | 0.027193 | Submitted vide Distribution True-up petition for 3rd control Period as Annexure-I | Submitted vide Distribution True-up petition for 3rd control Period as Annexure-I
1349 | LTM171100013 Smt. Rajya Laxmi - Panel Bo | GH NORTH | 25.08.2018 | 0.00027439 | Submitted vide Distribution True-up petition for 3rd control Period as Annexure-I | Submitted vide Distribution True-up petition for 3rd control Period as Annexure-I
1350 | LTM171200039, MUTHA RENUKA | GH NORTH | 27.08.2018 | 0.00049785 | Submitted vide Distribution True-up petition for 3rd control Period as Annexure-I | Submitted vide Distribution True-up petition for 3rd control Period as Annexure-I
1351 | LTM171200038,CHOYAL MOHAN LAL <(>&<)>OTH | GH NORTH | 26.05.2018 | 0.00048776 | Submitted vide Distribution True-up petition for 3rd control Period as Annexure-I | Submitted vide Distribution True-up petition for 3rd control Period as Annexure-I
1352 | Interlinking At Yousufguda Stadium | GH NORTH | 27.12.2018 | 0.04438 | Submitted vide Distribution True-up petition for 3rd control Period as Annexure-I | Submitted vide Distribution True-up petition for 3rd control Period as Annexure-I
1353 | E/S ER 100KVA NEAR PEDDAMMA TEMPLE, J HI | GH NORTH | 10.05.2018 | 0.03115 | Submitted vide Distribution True-up petition for 3rd control Period as Annexure-I | Submitted vide Distribution True-up petition for 3rd control Period as Annexure-I
1354 | Detailed estimatefor replacement of LT | GH NORTH | 30.04.2018 | 0.0092787 | Submitted vide Distribution True-up petition for 3rd control Period as Annexure-I | Submitted vide Distribution True-up petition for 3rd control Period as Annexure-I
1355 | E/s For LTM of Sri THOOMU SAI VINAY KUMA | GH NORTH | 30.06.2018 | 0.00049785 | Submitted vide Distribution True-up petition for 3rd control Period as Annexure-I | Submitted vide Distribution True-up petition for 3rd control Period as Annexure-I
1356 | LTM171200035, , SHAMEEM SULTHANA | GH NORTH | 25.05.2018 | 0.00056897 | Submitted vide Distribution True-up petition for 3rd control Period as Annexure-I | Submitted vide Distribution True-up petition for 3rd control Period as Annexure-I
1357 | LTM171120015, E/S TO D.Nagamani Pannelbo | GH NORTH | 04.07.2018 | 0.00034551 | Submitted vide Distribution True-up petition for 3rd control Period as Annexure-I | Submitted vide Distribution True-up petition for 3rd control Period as Annexure-I
1358 | LTM171020040 E/s to Sri.Ahmed Abdul Muje | GH NORTH | 30.07.2018 | 0.00035561 | Submitted vide Distribution True-up petition for 3rd control Period as Annexure-I | Submitted vide Distribution True-up petition for 3rd control Period as Annexure-I
1359 | LTM171040015 E/s to Sri.Mohd.Ghousuddin | GH NORTH | 26.11.2018 | 0.00070571 | Submitted vide Distribution True-up petition for 3rd control Period as Annexure-I | Submitted vide Distribution True-up petition for 3rd control Period as Annexure-I
1360 | General:- The Estimate proposal for layi | GH NORTH | 02.11.2018 | 0.0078036 | Submitted vide Distribution True-up petition for 3rd control Period as Annexure-I | Submitted vide Distribution True-up petition for 3rd control Period as Annexure-I
1361 | LTM181110003 E/S TO M/S KS & CS DEVELOPE | GH NORTH | 04.10.2018 | 0.023642 | Submitted vide Distribution True-up petition for 3rd control Period as Annexure-I | Submitted vide Distribution True-up petition for 3rd control Period as Annexure-I
1362 | E/S Supply to Rajagopal Reddy,NR90217225 | GH NORTH | 27.12.2018 | 0.0010602 | Submitted vide Distribution True-up petition for 3rd control Period as Annexure-I | Submitted vide Distribution True-up petition for 3rd control Period as Annexure-I
1363 | Addl load to Pranaya. | GH NORTH | 09.07.2018 | 0.00020207 | Submitted vide Distribution True-up petition for 3rd control Period as Annexure-I | Submitted vide Distribution True-up petition for 3rd control Period as Annexure-I
1364 | LTM171020044 E/s to Sri. P.Anand Erectio | GH NORTH | 28.07.2018 | 0.00055888 | Submitted vide Distribution True-up petition for 3rd control Period as Annexure-I | Submitted vide Distribution True-up petition for 3rd control Period as Annexure-I
1365 | E/s For LTM of Smt AKKAMSETTY SARALADEVI | GH NORTH | 28.06.2018 | 0.00047766 | Submitted vide Distribution True-up petition for 3rd control Period as Annexure-I | Submitted vide Distribution True-up petition for 3rd control Period as Annexure-I
1366 | E/s for Lmt of Smt.J.Adamma | GH NORTH | 03.08.2018 | 0.00048776 | Submitted vide Distribution True-up petition for 3rd control Period as Annexure-I | Submitted vide Distribution True-up petition for 3rd control Period as Annexure-I
1367 | LTM of Smt.B.Padma | GH NORTH | 03.08.2018 | 0.00056897 | Submitted vide Distribution True-up petition for 3rd control Period as Annexure-I | Submitted vide Distribution True-up petition for 3rd control Period as Annexure-I
1368 | E/s For LTM of Smt K. ANNAPURNA. | GH NORTH | 28.06.2018 | 0.00056897 | Submitted vide Distribution True-up petition for 3rd control Period as Annexure-I | Submitted vide Distribution True-up petition for 3rd control Period as Annexure-I
1369 | E/s for Sri G. Syam Sunder Reddy. | GH NORTH | 25.08.2018 | 0.00042673 | Submitted vide Distribution True-up petition for 3rd control Period as Annexure-I | Submitted vide Distribution True-up petition for 3rd control Period as Annexure-I
1370 | E/S SUPPLY TO L.PADMA SUNDARI,AL90217117 | GH NORTH | 24.12.2018 | 0.013325 | Submitted vide Distribution True-up petition for 3rd control Period as Annexure-I | Submitted vide Distribution True-up petition for 3rd control Period as Annexure-I
1371 | LTM171020046 E/s to Smt.M.Prabhavathi Er | GH NORTH | 30.07.2018 | 0.00048775 | Submitted vide Distribution True-up petition for 3rd control Period as Annexure-I | Submitted vide Distribution True-up petition for 3rd control Period as Annexure-I
1372 | LTM of SRI.MOHD QAMRUDDIN | GH NORTH | 03.08.2018 | 0.0006401 | Submitted vide Distribution True-up petition for 3rd control Period as Annexure-I | Submitted vide Distribution True-up petition for 3rd control Period as Annexure-I
1373 | E/s For LTM of Sri PILLI DAVID & OTHERS | GH NORTH | 28.06.2018 | 0.00048775 | Submitted vide Distribution True-up petition for 3rd control Period as Annexure-I | Submitted vide Distribution True-up petition for 3rd control Period as Annexure-I
1374 | E/s For LTM of Smt R. LALITHA & OTHERS. | GH NORTH | 28.06.2018 | 0.00014224 | Submitted vide Distribution True-up petition for 3rd control Period as Annexure-I | Submitted vide Distribution True-up petition for 3rd control Period as Annexure-I
1375 | E/s For LTM of Sri N. BALA LINGAM. | GH NORTH | 28.06.2018 | 0.00035561 | Submitted vide Distribution True-up petition for 3rd control Period as Annexure-I | Submitted vide Distribution True-up petition for 3rd control Period as Annexure-I
1376 | LTM171020033 E/s to Sri. Akula.Raju Erec | GH NORTH | 30.07.2018 | 0.00041663 | Submitted vide Distribution True-up petition for 3rd control Period as Annexure-I | Submitted vide Distribution True-up petition for 3rd control Period as Annexure-I
1377 | LTM171020043 E/s to Sri.K.P.C. Sekhara B | GH NORTH | 30.07.2018 | 0.00040654 | Submitted vide Distribution True-up petition for 3rd control Period as Annexure-I | Submitted vide Distribution True-up petition for 3rd control Period as Annexure-I
1378 | LTM171020042 E/S Sri.Vadde. Karunakar R | GH NORTH | 01.09.2018 | 0.023582 | Submitted vide Distribution True-up petition for 3rd control Period as Annexure-I | Submitted vide Distribution True-up petition for 3rd control Period as Annexure-I
1379 | E/S to Sri.Ali Sherza | GH NORTH | 04.09.2018 | 0.025149 | Submitted vide Distribution True-up petition for 3rd control Period as Annexure-I | Submitted vide Distribution True-up petition for 3rd control Period as Annexure-I
1380 | REPLACEMENT OF 11NOS S-PH METERS IN YELL | GH NORTH | 02.01.2019 | 0.088424 | Submitted vide Distribution True-up petition for 3rd control Period as Annexure-I | Submitted vide Distribution True-up petition for 3rd control Period as Annexure-I
1381 | REPLACEMENT OF 390 NOS 3-PH METERS IN YE | GH NORTH | 02.01.2019 | 0.083472 | Submitted vide Distribution True-up petition for 3rd control Period as Annexure-I | Submitted vide Distribution True-up petition for 3rd control Period as Annexure-I
1382 | E/S TO AB CABLE IN MADHAPUR | GH NORTH | 27.08.2018 | 0.010808 | Submitted vide Distribution True-up petition for 3rd control Period as Annexure-I | Submitted vide Distribution True-up petition for 3rd control Period as Annexure-I
1383 | E/S To Erection of damged poles | GH NORTH | 27.08.2018 | 0.0081744 | Submitted vide Distribution True-up petition for 3rd control Period as Annexure-I | Submitted vide Distribution True-up petition for 3rd control Period as Annexure-I
1384 | REPLACEMENT OF 1100NOS S-PH METERS IN SK | GH NORTH | 13.11.2018 | 0.086967 | Submitted vide Distribution True-up petition for 3rd control Period as Annexure-I | Submitted vide Distribution True-up petition for 3rd control Period as Annexure-I
1385 | REPLACEMENT OF 390 NOS 3-PH METERS IN SK | GH NORTH | 04.11.2018 | 0.083079 | Submitted vide Distribution True-up petition for 3rd control Period as Annexure-I | Submitted vide Distribution True-up petition for 3rd control Period as Annexure-I
1386 | REPLACEMENT OF 390 NOS 3-PH METERS MADHA | GH NORTH | 27.12.2018 | 0.084235 | Submitted vide Distribution True-up petition for 3rd control Period as Annexure-I | Submitted vide Distribution True-up petition for 3rd control Period as Annexure-I
1387 | REPLACEMENT OF 390 NOS 3-PH METERS IN MA | GH NORTH | 27.12.2018 | 0.08423 | Submitted vide Distribution True-up petition for 3rd control Period as Annexure-I | Submitted vide Distribution True-up petition for 3rd control Period as Annexure-I
1388 | E/S TO K.Srinivas,LTM176460022 | GH NORTH | 24.09.2018 | 0.017483 | Submitted vide Distribution True-up petition for 3rd control Period as Annexure-I | Submitted vide Distribution True-up petition for 3rd control Period as Annexure-I
1389 | E/S TO Shifting of DTR | GH NORTH | 22.10.2018 | 0.0056211 | Submitted vide Distribution True-up petition for 3rd control Period as Annexure-I | Submitted vide Distribution True-up petition for 3rd control Period as Annexure-I
1390 | E/S TO Shifting of DTR & 2Nos Poles | GH NORTH | 23.10.2018 | 0.023424 | Submitted vide Distribution True-up petition for 3rd control Period as Annexure-I | Submitted vide Distribution True-up petition for 3rd control Period as Annexure-I
1391 | SHIFTING OF 11KV AT JHILLS CHECK POST | GH NORTH | 10.12.2018 | 0.052956 | Submitted vide Distribution True-up petition for 3rd control Period as Annexure-I | Submitted vide Distribution True-up petition for 3rd control Period as Annexure-I
1392 | E/S To Restringing of OH Line,Madhapur | GH NORTH | 10.10.2018 | 0.0080253 | Submitted vide Distribution True-up petition for 3rd control Period as Annexure-I | Submitted vide Distribution True-up petition for 3rd control Period as Annexure-I
1393 | Erection of inter poles at various loca | GH NORTH | 02.05.2018 | 0.020225 | Submitted vide Distribution True-up petition for 3rd control Period as Annexure-I | Submitted vide Distribution True-up petition for 3rd control Period as Annexure-I
1394 | InterlinkingJublihills and PEIOH fdr. | GH NORTH | 02.05.2018 | 0.020331 | Submitted vide Distribution True-up petition for 3rd control Period as Annexure-I | Submitted vide Distribution True-up petition for 3rd control Period as Annexure-I
1395 | Interlinking Filmnagerand BNR hills. | GH NORTH | 27.10.2018 | 0.022605 | Submitted vide Distribution True-up petition for 3rd control Period as Annexure-I | Submitted vide Distribution True-up petition for 3rd control Period as Annexure-I
1396 | Maintainance of APIIC II fdr to reduce i | GH NORTH | 02.05.2018 | 0.020211 | Submitted vide Distribution True-up petition for 3rd control Period as Annexure-I | Submitted vide Distribution True-up petition for 3rd control Period as Annexure-I
1397 | AL902171142143, M/S INDUS TOWERS Ltd. - | GH NORTH | 11.07.2018 | 0.0010592 | Submitted vide Distribution True-up petition for 3rd control Period as Annexure-I | Submitted vide Distribution True-up petition for 3rd control Period as Annexure-I
1398 | E/S Supply to N.Ram Kumar,LTM171230046 | GH NORTH | 24.12.2018 | 0.046751 | Submitted vide Distribution True-up petition for 3rd control Period as Annexure-I | Submitted vide Distribution True-up petition for 3rd control Period as Annexure-I
1399 | LTM171020041 E/s to Sri.A.Vinod Kumar Er | GH NORTH | 30.07.2018 | 0.00014114 | Submitted vide Distribution True-up petition for 3rd control Period as Annexure-I | Submitted vide Distribution True-up petition for 3rd control Period as Annexure-I
1400 | AL902171135176 (CT Meter) SZ145715 | GH NORTH | 20.07.2018 | 0.024915 | Submitted vide Distribution True-up petition for 3rd control Period as Annexure-I | Submitted vide Distribution True-up petition for 3rd control Period as Annexure-I
1401 | Est for shifting of meters from inside t | GH NORTH | 03.05.2018 | 0.01068 | Submitted vide Distribution True-up petition for 3rd control Period as Annexure-I | Submitted vide Distribution True-up petition for 3rd control Period as Annexure-I
1402 | Est for shifting of meters from inside t | GH NORTH | 03.05.2018 | 0.01068 | Submitted vide Distribution True-up petition for 3rd control Period as Annexure-I | Submitted vide Distribution True-up petition for 3rd control Period as Annexure-I
1403 | LTM of SRI.S.V.V.SATYANARAYANA | GH NORTH | 28.07.2018 | 0.00049785 | Submitted vide Distribution True-up petition for 3rd control Period as Annexure-I | Submitted vide Distribution True-up petition for 3rd control Period as Annexure-I
1404 | E/S Supply to A.Hari Hara Prasad,AL90218 | GH NORTH | 21.02.2019 | 0.0010592 | Submitted vide Distribution True-up petition for 3rd control Period as Annexure-I | Submitted vide Distribution True-up petition for 3rd control Period as Annexure-I
1405 | GENRAL: Maintainance & Repairs of RMU's | GH NORTH | 02.05.2018 | 0.0059461 | Submitted vide Distribution True-up petition for 3rd control Period as Annexure-I | Submitted vide Distribution True-up petition for 3rd control Period as Annexure-I
1406 | E/S TO V.Manevendrao,LTM171160065 | GH NORTH | 30.07.2018 | 0.033103 | Submitted vide Distribution True-up petition for 3rd control Period as Annexure-I | Submitted vide Distribution True-up petition for 3rd control Period as Annexure-I
1407 | LTM171120014 Sri.J.Rambabu -Panel Board | GH NORTH | 01.02.2019 | 0.025906 | Submitted vide Distribution True-up petition for 3rd control Period as Annexure-I | Submitted vide Distribution True-up petition for 3rd control Period as Annexure-I
1408 | E/S Supply to Sree Srinivasa Developers, | GH NORTH | 19.02.2019 | 0.038123 | Submitted vide Distribution True-up petition for 3rd control Period as Annexure-I | Submitted vide Distribution True-up petition for 3rd control Period as Annexure-I
1409 | REPLAC OF 740 SPH NON-IR WITH IR METERS | GH NORTH | 23.10.2018 | 0.060851 | Submitted vide Distribution True-up petition for 3rd control Period as Annexure-I | Submitted vide Distribution True-up petition for 3rd control Period as Annexure-I
1410 | NR902172215309 M/S.S.V.Constructions. | GH NORTH | 30.07.2018 | 0.0010602 | Submitted vide Distribution True-up petition for 3rd control Period as Annexure-I | Submitted vide Distribution True-up petition for 3rd control Period as Annexure-I
1411 | REPLACEMENT OF 800 S-╪ NON IR METERS | GH NORTH | 27.02.2019 | 0.06711 | Submitted vide Distribution True-up petition for 3rd control Period as Annexure-I | Submitted vide Distribution True-up petition for 3rd control Period as Annexure-I
1412 | E/S TO M/s.ITC Limited | GH NORTH | 28.12.2018 | 1.0226 | Submitted vide Distribution True-up petition for 3rd control Period as Annexure-I | Submitted vide Distribution True-up petition for 3rd control Period as Annexure-I
1413 | ,LTM176460047 SIVA KUMAR KONDA | GH NORTH | 30.07.2018 | 0.032566 | Submitted vide Distribution True-up petition for 3rd control Period as Annexure-I | Submitted vide Distribution True-up petition for 3rd control Period as Annexure-I
1414 | ,LTM181020002 E/S Sri. N.Nagavenkata Nar | GH NORTH | 09.08.2018 | 0.025262 | Submitted vide Distribution True-up petition for 3rd control Period as Annexure-I | Submitted vide Distribution True-up petition for 3rd control Period as Annexure-I
1415 | E/s For LTM of Mr. MIRJA RAHEMAN BAIG | GH NORTH | 30.06.2018 | 0.00028449 | Submitted vide Distribution True-up petition for 3rd control Period as Annexure-I | Submitted vide Distribution True-up petition for 3rd control Period as Annexure-I
1416 | E/S Supply to Battula Atchota Singh,AL90 | GH NORTH | 21.02.2019 | 0.0010589 | Submitted vide Distribution True-up petition for 3rd control Period as Annexure-I | Submitted vide Distribution True-up petition for 3rd control Period as Annexure-I
1417 | LTM181020001 E/s to Sri.N.Narsimha Chary | GH NORTH | 30.07.2018 | 0.00056457 | Submitted vide Distribution True-up petition for 3rd control Period as Annexure-I | Submitted vide Distribution True-up petition for 3rd control Period as Annexure-I
1418 | LTM of SRI.P.V.ARUN KUMAR | GH NORTH | 03.08.2018 | 0.00035561 | Submitted vide Distribution True-up petition for 3rd control Period as Annexure-I | Submitted vide Distribution True-up petition for 3rd control Period as Annexure-I
1419 | LTM181100003 Sri. B. Dharamveer - Panel | GH NORTH | 25.08.2018 | 0.00028228 | Submitted vide Distribution True-up petition for 3rd control Period as Annexure-I | Submitted vide Distribution True-up petition for 3rd control Period as Annexure-I
1420 | LTM181020003 E/s to Smt.Renuka Devi Erec | GH NORTH | 28.07.2018 | 0.00020327 | Submitted vide Distribution True-up petition for 3rd control Period as Annexure-I | Submitted vide Distribution True-up petition for 3rd control Period as Annexure-I
1421 | NR902182286710 E/S TO DR.IRFAN ALI MOTIW | GH NORTH | 27.10.2018 | 0.0010592 | Submitted vide Distribution True-up petition for 3rd control Period as Annexure-I | Submitted vide Distribution True-up petition for 3rd control Period as Annexure-I
1422 | E/S TO M/s.Vamsi Ram Builders | GH NORTH | 31.08.2018 | 0.026141 | Submitted vide Distribution True-up petition for 3rd control Period as Annexure-I | Submitted vide Distribution True-up petition for 3rd control Period as Annexure-I
1423 | Bifurcation of 11KV Venkatagiri feeder(Y | GH NORTH | 27.12.2018 | 1.0959 | Submitted vide Distribution True-up petition for 3rd control Period as Annexure-I | Submitted vide Distribution True-up petition for 3rd control Period as Annexure-I
1424 | E/S Supply to Super Constructions,LTM171 | GH NORTH | 22.12.2018 | 0.024716 | Submitted vide Distribution True-up petition for 3rd control Period as Annexure-I | Submitted vide Distribution True-up petition for 3rd control Period as Annexure-I
1425 | LTM171020045 E/s to SMT.T.Vijaya Lakshmi | GH NORTH | 27.07.2018 | 0.0011308 | Submitted vide Distribution True-up petition for 3rd control Period as Annexure-I | Submitted vide Distribution True-up petition for 3rd control Period as Annexure-I
1426 | Est for shifting of meters from inside t | GH NORTH | 03.05.2018 | 0.0067107 | Submitted vide Distribution True-up petition for 3rd control Period as Annexure-I | Submitted vide Distribution True-up petition for 3rd control Period as Annexure-I
1427 | 100KVA DTR AT NEAR NEXA ROAD NO.02 | GH NORTH | 06.03.2019 | 0.021623 | Submitted vide Distribution True-up petition for 3rd control Period as Annexure-I | Submitted vide Distribution True-up petition for 3rd control Period as Annexure-I
1428 | E/S FOR REPLACEMENT OF OH TO AB CABLE | GH NORTH | 25.08.2018 | 0.043217 | Submitted vide Distribution True-up petition for 3rd control Period as Annexure-I | Submitted vide Distribution True-up petition for 3rd control Period as Annexure-I
1429 | E/S Supply to G.Srinivas Prasad,AL902181 | GH NORTH | 21.02.2019 | 0.0010589 | Submitted vide Distribution True-up petition for 3rd control Period as Annexure-I | Submitted vide Distribution True-up petition for 3rd control Period as Annexure-I
1430 | ,AL902181197453-K.Rukmini Reddy | GH NORTH | 25.09.2018 | 0.025173 | Submitted vide Distribution True-up petition for 3rd control Period as Annexure-I | Submitted vide Distribution True-up petition for 3rd control Period as Annexure-I
1431 | Smt.Kolan Sowjanya | GH NORTH | 03.08.2018 | 0.00041498 | Submitted vide Distribution True-up petition for 3rd control Period as Annexure-I | Submitted vide Distribution True-up petition for 3rd control Period as Annexure-I
1432 | PLINTHS FOR 1 NO. 3-WAY RMU and 1 No. 5- | GH NORTH | 27.08.2018 | 0.01192 | Submitted vide Distribution True-up petition for 3rd control Period as Annexure-I | Submitted vide Distribution True-up petition for 3rd control Period as Annexure-I
1433 | Erection of 11kv Line AB Switches at var | GH NORTH | 13.08.2018 | 0.016851 | Submitted vide Distribution True-up petition for 3rd control Period as Annexure-I | Submitted vide Distribution True-up petition for 3rd control Period as Annexure-I
1434 | Repl of OH LT Condutor with LT AB Cable | GH NORTH | 30.01.2019 | 0.043846 | Submitted vide Distribution True-up petition for 3rd control Period as Annexure-I | Submitted vide Distribution True-up petition for 3rd control Period as Annexure-I
1435 | Repl of OH LT Condutor with LT AB Cable | GH NORTH | 28.01.2019 | 0.0455 | Submitted vide Distribution True-up petition for 3rd control Period as Annexure-I | Submitted vide Distribution True-up petition for 3rd control Period as Annexure-I
1436 | Syed.Ansar | GH NORTH | 03.08.2018 | 0.00069726 | Submitted vide Distribution True-up petition for 3rd control Period as Annexure-I | Submitted vide Distribution True-up petition for 3rd control Period as Annexure-I
1437 | E/s for LTM of Smt.R.Sri Laxmi | GH NORTH | 03.08.2018 | 0.00042343 | Submitted vide Distribution True-up petition for 3rd control Period as Annexure-I | Submitted vide Distribution True-up petition for 3rd control Period as Annexure-I
1438 | REPLACEMENT OF 390 NOS 3-PH METERS IN MA | GH NORTH | 27.12.2018 | 0.084226 | Submitted vide Distribution True-up petition for 3rd control Period as Annexure-I | Submitted vide Distribution True-up petition for 3rd control Period as Annexure-I
1439 | LTM171120016 Y.Rosireddy PANEL BOARD | GH NORTH | 04.07.2018 | 0.00075939 | Submitted vide Distribution True-up petition for 3rd control Period as Annexure-I | Submitted vide Distribution True-up petition for 3rd control Period as Annexure-I
1440 | LTM171100014 Smt. Nugilla Laxmi -Panel B | GH NORTH | 25.08.2018 | 0.0007656 | Submitted vide Distribution True-up petition for 3rd control Period as Annexure-I | Submitted vide Distribution True-up petition for 3rd control Period as Annexure-I
1441 | E/S FOR REPLACEMENT OF OH TO AB CABLE | GH NORTH | 03.12.2018 | 0.045202 | Submitted vide Distribution True-up petition for 3rd control Period as Annexure-I | Submitted vide Distribution True-up petition for 3rd control Period as Annexure-I
1442 | E/S to Replacement of 70sqmm instead 16s | GH NORTH | 28.01.2019 | 0.041114 | Submitted vide Distribution True-up petition for 3rd control Period as Annexure-I | Submitted vide Distribution True-up petition for 3rd control Period as Annexure-I
1443 | E/S To Raising of plinths at daspalla<(> | GH NORTH | 03.05.2018 | 0.0059675 | Submitted vide Distribution True-up petition for 3rd control Period as Annexure-I | Submitted vide Distribution True-up petition for 3rd control Period as Annexure-I
1444 | E/S to Replacement of 70sqmm instead 16s | GH NORTH | 08.03.2019 | 0.041832 | Submitted vide Distribution True-up petition for 3rd control Period as Annexure-I | Submitted vide Distribution True-up petition for 3rd control Period as Annexure-I
1445 | LTM186460001-Mr.Samia Ghouse | GH NORTH | 30.07.2018 | 0.026403 | Submitted vide Distribution True-up petition for 3rd control Period as Annexure-I | Submitted vide Distribution True-up petition for 3rd control Period as Annexure-I
1446 | E/S Supply to Jaya Prada Reddy,NR9021822 | GH NORTH | 27.12.2018 | 0.0010602 | Submitted vide Distribution True-up petition for 3rd control Period as Annexure-I | Submitted vide Distribution True-up petition for 3rd control Period as Annexure-I
1447 | RE CONSTRUCTION OF 2 NOS DTR Colum type | GH NORTH | 05.06.2018 | 0.012024 | Submitted vide Distribution True-up petition for 3rd control Period as Annexure-I | Submitted vide Distribution True-up petition for 3rd control Period as Annexure-I
1448 | E/s for Sri Solige Goueeswarappa. | GH NORTH | 25.08.2018 | 0.00028228 | Submitted vide Distribution True-up petition for 3rd control Period as Annexure-I | Submitted vide Distribution True-up petition for 3rd control Period as Annexure-I
1449 | E/S Supply to K.Rajasekhar,AL90218120988 | GH NORTH | 21.02.2019 | 0.0010589 | Submitted vide Distribution True-up petition for 3rd control Period as Annexure-I | Submitted vide Distribution True-up petition for 3rd control Period as Annexure-I
1450 | E/s for Sri Mohd. Zameerullah. | GH NORTH | 22.10.2018 | 0.00042343 | Submitted vide Distribution True-up petition for 3rd control Period as Annexure-I | Submitted vide Distribution True-up petition for 3rd control Period as Annexure-I
1451 | E/s for Sri Shailaja Rani Rayana. | GH NORTH | 25.08.2018 | 0.00056457 | Submitted vide Distribution True-up petition for 3rd control Period as Annexure-I | Submitted vide Distribution True-up petition for 3rd control Period as Annexure-I
1452 | E/s for Smt.RUQSAR BEGUM | GH NORTH | 22.10.2018 | 0.00042343 | Submitted vide Distribution True-up petition for 3rd control Period as Annexure-I | Submitted vide Distribution True-up petition for 3rd control Period as Annexure-I
1453 | E/s for Sri G. Maria Rani. | GH NORTH | 25.08.2018 | 0.00042343 | Submitted vide Distribution True-up petition for 3rd control Period as Annexure-I | Submitted vide Distribution True-up petition for 3rd control Period as Annexure-I
1454 | LTM181020004 E/s to SMT.Hymavathi and Ot | GH NORTH | 28.07.2018 | 0.00056457 | Submitted vide Distribution True-up petition for 3rd control Period as Annexure-I | Submitted vide Distribution True-up petition for 3rd control Period as Annexure-I
1455 | LTM181100002 - Smt. Sayeeda Begum-Panel | GH NORTH | 25.08.2018 | 0.00049204 | Submitted vide Distribution True-up petition for 3rd control Period as Annexure-I | Submitted vide Distribution True-up petition for 3rd control Period as Annexure-I
1456 | LTM of sri.Vakiti.Ramanjaneyulu | GH NORTH | 04.08.2018 | 0.00063514 | Submitted vide Distribution True-up petition for 3rd control Period as Annexure-I | Submitted vide Distribution True-up petition for 3rd control Period as Annexure-I
1457 | LTM of Smt.Kavali.Anasuya | GH NORTH | 03.08.2018 | 0.00056457 | Submitted vide Distribution True-up petition for 3rd control Period as Annexure-I | Submitted vide Distribution True-up petition for 3rd control Period as Annexure-I
1458 | LTM of Smt.Mannelly Arun Jyothi. | GH NORTH | 03.08.2018 | 0.00035286 | Submitted vide Distribution True-up petition for 3rd control Period as Annexure-I | Submitted vide Distribution True-up petition for 3rd control Period as Annexure-I
1459 | Re-E/S Supply to P.Sujatha,LTM181230002 | GH NORTH | 27.12.2018 | 0.00042175 | Submitted vide Distribution True-up petition for 3rd control Period as Annexure-I | Submitted vide Distribution True-up petition for 3rd control Period as Annexure-I
1460 | E/s for Replacement of 3*16sq.mm LT AB C | GH NORTH | 29.01.2019 | 0.045429 | Submitted vide Distribution True-up petition for 3rd control Period as Annexure-I | Submitted vide Distribution True-up petition for 3rd control Period as Annexure-I
1461 | E/s For LTM of Sri.THUMU SRINIVAS | GH NORTH | 30.06.2018 | 0.00056457 | Submitted vide Distribution True-up petition for 3rd control Period as Annexure-I | Submitted vide Distribution True-up petition for 3rd control Period as Annexure-I
1462 | Repl. of 10no's damaged poles at various | GH NORTH | 02.06.2018 | 0.014966 | Submitted vide Distribution True-up petition for 3rd control Period as Annexure-I | Submitted vide Distribution True-up petition for 3rd control Period as Annexure-I
1463 | Maintainance of 11 KV lines during ganes | GH NORTH | 27.08.2018 | 0.012116 | Submitted vide Distribution True-up petition for 3rd control Period as Annexure-I | Submitted vide Distribution True-up petition for 3rd control Period as Annexure-I
1464 | Maintainance of 11 KV feeders in CBD B h | GH NORTH | 27.08.2018 | 0.013779 | Submitted vide Distribution True-up petition for 3rd control Period as Annexure-I | Submitted vide Distribution True-up petition for 3rd control Period as Annexure-I
1465 | replacement of damaged poles on emergenc | GH NORTH | 27.08.2018 | 0.011787 | Submitted vide Distribution True-up petition for 3rd control Period as Annexure-I | Submitted vide Distribution True-up petition for 3rd control Period as Annexure-I
1466 | Load diversion of Lumbini mall on Road n | GH NORTH | 24.09.2018 | 0.020914 | Submitted vide Distribution True-up petition for 3rd control Period as Annexure-I | Submitted vide Distribution True-up petition for 3rd control Period as Annexure-I
1467 | Interlinking Stadium and Venkatgiri fdr | GH NORTH | 24.09.2018 | 0.040475 | Submitted vide Distribution True-up petition for 3rd control Period as Annexure-I | Submitted vide Distribution True-up petition for 3rd control Period as Annexure-I
1468 | Interlinking of UCO & Obulreddy fdr | GH NORTH | 02.05.2018 | 0.022616 | Submitted vide Distribution True-up petition for 3rd control Period as Annexure-I | Submitted vide Distribution True-up petition for 3rd control Period as Annexure-I
1469 | Erection of inter poles at various locat | GH NORTH | 02.05.2018 | 0.018651 | Submitted vide Distribution True-up petition for 3rd control Period as Annexure-I | Submitted vide Distribution True-up petition for 3rd control Period as Annexure-I
1470 | Erection of inter poles at various locat | GH NORTH | 02.05.2018 | 0.01828 | Submitted vide Distribution True-up petition for 3rd control Period as Annexure-I | Submitted vide Distribution True-up petition for 3rd control Period as Annexure-I
1471 | E/S Supply to Venkateshwara Rao,AL902181 | GH NORTH | 21.02.2019 | 0.0010589 | Submitted vide Distribution True-up petition for 3rd control Period as Annexure-I | Submitted vide Distribution True-up petition for 3rd control Period as Annexure-I
1472 | E/S TO M/s. Sai.Janhanavi Construction,L | GH NORTH | 08.10.2018 | 0.024241 | Submitted vide Distribution True-up petition for 3rd control Period as Annexure-I | Submitted vide Distribution True-up petition for 3rd control Period as Annexure-I
1473 | E/S TO AB Cable at Avula sambasivarao | GH NORTH | 03.01.2019 | 0.015424 | Submitted vide Distribution True-up petition for 3rd control Period as Annexure-I | Submitted vide Distribution True-up petition for 3rd control Period as Annexure-I
1474 | Shakira Begum | GH NORTH | 28.04.2018 | 0.00035146 | Submitted vide Distribution True-up petition for 3rd control Period as Annexure-I | Submitted vide Distribution True-up petition for 3rd control Period as Annexure-I
1475 | E/S TO Smt.M.Uma Bala | GH NORTH | 25.09.2018 | 0.026437 | Submitted vide Distribution True-up petition for 3rd control Period as Annexure-I | Submitted vide Distribution True-up petition for 3rd control Period as Annexure-I
1476 | , E/S TO Sri.CH D V Prasad & Others,LTM1 | GH NORTH | 22.09.2018 | 0.019799 | Submitted vide Distribution True-up petition for 3rd control Period as Annexure-I | Submitted vide Distribution True-up petition for 3rd control Period as Annexure-I
1477 | Main. & Repairing of 3-Way RMUs CBD GNLD | GH NORTH | 28.07.2018 | 0.011161 | Submitted vide Distribution True-up petition for 3rd control Period as Annexure-I | Submitted vide Distribution True-up petition for 3rd control Period as Annexure-I
1478 | PLINTHS FOR 2 NOs. 3-WAY RMUs IN CBD G'L | GH NORTH | 27.08.2018 | 0.014368 | Submitted vide Distribution True-up petition for 3rd control Period as Annexure-I | Submitted vide Distribution True-up petition for 3rd control Period as Annexure-I
1479 | PLINTHS FOR 2 NOs. 3-WAY RMUs IN CBD G'L | GH NORTH | 27.08.2018 | 0.013998 | Submitted vide Distribution True-up petition for 3rd control Period as Annexure-I | Submitted vide Distribution True-up petition for 3rd control Period as Annexure-I
1480 | PLINTHS FOR 2 NOs. 3-WAY RMUs IN CBD G'L | GH NORTH | 30.07.2018 | 0.013998 | Submitted vide Distribution True-up petition for 3rd control Period as Annexure-I | Submitted vide Distribution True-up petition for 3rd control Period as Annexure-I
1481 | PLINTHS FOR 1 NO. 3-WAY RMU and 1No.5-wa | GH NORTH | 30.07.2018 | 0.014719 | Submitted vide Distribution True-up petition for 3rd control Period as Annexure-I | Submitted vide Distribution True-up petition for 3rd control Period as Annexure-I
1482 | Erection of Inter poles and stringing o | GH NORTH | 07.01.2019 | 0.011763 | Submitted vide Distribution True-up petition for 3rd control Period as Annexure-I | Submitted vide Distribution True-up petition for 3rd control Period as Annexure-I
1483 | NR902172119218 M/S.EXCUTIVE DIRECTOR. | GH NORTH | 30.07.2018 | 0.0010602 | Submitted vide Distribution True-up petition for 3rd control Period as Annexure-I | Submitted vide Distribution True-up petition for 3rd control Period as Annexure-I
1484 | NR902172119232 M/S.EXECUTIVE DIRECTOR. | GH NORTH | 30.07.2018 | 0.0010602 | Submitted vide Distribution True-up petition for 3rd control Period as Annexure-I | Submitted vide Distribution True-up petition for 3rd control Period as Annexure-I
1485 | REPLAC OF 710 3PH NON-IR WITH IR METERS | GH NORTH | 28.02.2019 | 0.15508 | Submitted vide Distribution True-up petition for 3rd control Period as Annexure-I | Submitted vide Distribution True-up petition for 3rd control Period as Annexure-I
1486 | E/s For LTM of Sri MOHD NAZEEMUDDIN. | GH NORTH | 28.06.2018 | 0.00028228 | Submitted vide Distribution True-up petition for 3rd control Period as Annexure-I | Submitted vide Distribution True-up petition for 3rd control Period as Annexure-I
1487 | E/s For LTM of Sri B JANARDHANA RAO. | GH NORTH | 28.06.2018 | 0.00042343 | Submitted vide Distribution True-up petition for 3rd control Period as Annexure-I | Submitted vide Distribution True-up petition for 3rd control Period as Annexure-I
1488 | E/S Supply to Sutinder Singh,LTM18123000 | GH NORTH | 18.02.2019 | 0.024695 | Submitted vide Distribution True-up petition for 3rd control Period as Annexure-I | Submitted vide Distribution True-up petition for 3rd control Period as Annexure-I
1489 | B.Vijaya | GH NORTH | 28.04.2018 | 0.00035146 | Submitted vide Distribution True-up petition for 3rd control Period as Annexure-I | Submitted vide Distribution True-up petition for 3rd control Period as Annexure-I
1490 | T.Sridhar | GH NORTH | 28.04.2018 | 0.00083589 | Submitted vide Distribution True-up petition for 3rd control Period as Annexure-I | Submitted vide Distribution True-up petition for 3rd control Period as Annexure-I
1491 | Enh ofDTRs to 160KVA& 315 KVA AmeerpetSD | GH NORTH | 01.09.2018 | 0.81939 | Submitted vide Distribution True-up petition for 3rd control Period as Annexure-I | Submitted vide Distribution True-up petition for 3rd control Period as Annexure-I
1492 | Maintainance of 11 KV fdrs in CBD B hill | GH NORTH | 27.10.2018 | 0.0091606 | Submitted vide Distribution True-up petition for 3rd control Period as Annexure-I | Submitted vide Distribution True-up petition for 3rd control Period as Annexure-I
1493 | Maintainance of 11 KV fdrs in CBD B hill | GH NORTH | 10.01.2019 | 0.0089334 | Submitted vide Distribution True-up petition for 3rd control Period as Annexure-I | Submitted vide Distribution True-up petition for 3rd control Period as Annexure-I
1494 | E/s For LTM of Sri G BABU RAO. | GH NORTH | 28.06.2018 | 0.00056233 | Submitted vide Distribution True-up petition for 3rd control Period as Annexure-I | Submitted vide Distribution True-up petition for 3rd control Period as Annexure-I
1495 | LTM of Sri SURESH BABU. G | GH NORTH | 28.06.2018 | 0.00056233 | Submitted vide Distribution True-up petition for 3rd control Period as Annexure-I | Submitted vide Distribution True-up petition for 3rd control Period as Annexure-I
1496 | E/S TO Smt.N.Kavitha ,LTM181160004 | GH NORTH | 08.10.2018 | 0.025405 | Submitted vide Distribution True-up petition for 3rd control Period as Annexure-I | Submitted vide Distribution True-up petition for 3rd control Period as Annexure-I
1497 | A.Manemma | GH NORTH | 28.04.2018 | 0.00049204 | Submitted vide Distribution True-up petition for 3rd control Period as Annexure-I | Submitted vide Distribution True-up petition for 3rd control Period as Annexure-I
1498 | Mohammed Ayub | GH NORTH | 28.04.2018 | 0.00083589 | Submitted vide Distribution True-up petition for 3rd control Period as Annexure-I | Submitted vide Distribution True-up petition for 3rd control Period as Annexure-I
1499 | B.Srinivas | GH NORTH | 28.04.2018 | 0.00042175 | Submitted vide Distribution True-up petition for 3rd control Period as Annexure-I | Submitted vide Distribution True-up petition for 3rd control Period as Annexure-I
1500 | R.Srinivas Rao | GH NORTH | 28.04.2018 | 0.00063262 | Submitted vide Distribution True-up petition for 3rd control Period as Annexure-I | Submitted vide Distribution True-up petition for 3rd control Period as Annexure-I
1501 | Detailed estimate for providing of 1No.. | GH NORTH | 30.04.2018 | 0.0069387 | Submitted vide Distribution True-up petition for 3rd control Period as Annexure-I | Submitted vide Distribution True-up petition for 3rd control Period as Annexure-I
1502 | G.Chandra Kumari | GH NORTH | 28.04.2018 | 0.00056233 | Submitted vide Distribution True-up petition for 3rd control Period as Annexure-I | Submitted vide Distribution True-up petition for 3rd control Period as Annexure-I
1503 | E.Kamalamma | GH NORTH | 28.04.2018 | 0.00056233 | Submitted vide Distribution True-up petition for 3rd control Period as Annexure-I | Submitted vide Distribution True-up petition for 3rd control Period as Annexure-I
1504 | M.Phani kumar | GH NORTH | 28.04.2018 | 0.00056233 | Submitted vide Distribution True-up petition for 3rd control Period as Annexure-I | Submitted vide Distribution True-up petition for 3rd control Period as Annexure-I
1505 | Pro Alumum PartionBudget section | GH NORTH | 27.10.2018 | 0.021642 | Submitted vide Distribution True-up petition for 3rd control Period as Annexure-I | Submitted vide Distribution True-up petition for 3rd control Period as Annexure-I
1506 | Renovation of False celing at cgm chambe | GH NORTH | 29.10.2018 | 0.021712 | Submitted vide Distribution True-up petition for 3rd control Period as Annexure-I | Submitted vide Distribution True-up petition for 3rd control Period as Annexure-I
1507 | Renovation of CGM anteroom & toilets | GH NORTH | 27.10.2018 | 0.021326 | Submitted vide Distribution True-up petition for 3rd control Period as Annexure-I | Submitted vide Distribution True-up petition for 3rd control Period as Annexure-I
1508 | Providing RCM Shelfes at CashSection | GH NORTH | 30.10.2018 | 0.021388 | Submitted vide Distribution True-up petition for 3rd control Period as Annexure-I | Submitted vide Distribution True-up petition for 3rd control Period as Annexure-I
1509 | Construction of toilet inGeneral Manager | GH NORTH | 29.10.2018 | 0.021263 | Submitted vide Distribution True-up petition for 3rd control Period as Annexure-I | Submitted vide Distribution True-up petition for 3rd control Period as Annexure-I
1510 | Pro MS railing Ist &2nd floor of CGM | GH NORTH | 29.10.2018 | 0.021747 | Submitted vide Distribution True-up petition for 3rd control Period as Annexure-I | Submitted vide Distribution True-up petition for 3rd control Period as Annexure-I
1511 | Laying of UG cable on Andhrajyothi fdr | GH NORTH | 25.08.2018 | 0.022363 | Submitted vide Distribution True-up petition for 3rd control Period as Annexure-I | Submitted vide Distribution True-up petition for 3rd control Period as Annexure-I
1512 | Bifurcation of 11 KV Ashwiniheights fdr | GH NORTH | 25.08.2018 | 0.021008 | Submitted vide Distribution True-up petition for 3rd control Period as Annexure-I | Submitted vide Distribution True-up petition for 3rd control Period as Annexure-I
1513 | Maintainance of 11 KV feeders in CBD Ban | GH NORTH | 25.08.2018 | 0.022614 | Submitted vide Distribution True-up petition for 3rd control Period as Annexure-I | Submitted vide Distribution True-up petition for 3rd control Period as Annexure-I
1514 | V.Vaidyanath | GH NORTH | 28.04.2018 | 0.00048443 | Submitted vide Distribution True-up petition for 3rd control Period as Annexure-I | Submitted vide Distribution True-up petition for 3rd control Period as Annexure-I
1515 | E/S TO Sri.S.Sudarshan | GH NORTH | 08.10.2018 | 0.023935 | Submitted vide Distribution True-up petition for 3rd control Period as Annexure-I | Submitted vide Distribution True-up petition for 3rd control Period as Annexure-I
1516 | MD.Faisal Khan | GH NORTH | 28.04.2018 | 0.00062501 | Submitted vide Distribution True-up petition for 3rd control Period as Annexure-I | Submitted vide Distribution True-up petition for 3rd control Period as Annexure-I
1517 | B.Naveen kumar | GH NORTH | 28.04.2018 | 0.00042175 | Submitted vide Distribution True-up petition for 3rd control Period as Annexure-I | Submitted vide Distribution True-up petition for 3rd control Period as Annexure-I
1518 | E/S To AB Cable at madhapur section | GH NORTH | 30.11.2018 | 0.033719 | Submitted vide Distribution True-up petition for 3rd control Period as Annexure-I | Submitted vide Distribution True-up petition for 3rd control Period as Annexure-I
1519 | M/s Devendra Builders | GH NORTH | 10.01.2019 | 0.032974 | Submitted vide Distribution True-up petition for 3rd control Period as Annexure-I | Submitted vide Distribution True-up petition for 3rd control Period as Annexure-I
1520 | Shifting of 160KVA Post Office PT | GH NORTH | 02.06.2018 | 0.01483 | Submitted vide Distribution True-up petition for 3rd control Period as Annexure-I | Submitted vide Distribution True-up petition for 3rd control Period as Annexure-I
1521 | Y.V.Padma | GH NORTH | 28.04.2018 | 0.00049204 | Submitted vide Distribution True-up petition for 3rd control Period as Annexure-I | Submitted vide Distribution True-up petition for 3rd control Period as Annexure-I
1522 | U.PARASHURAM | GH NORTH | 28.04.2018 | 0.00096886 | Submitted vide Distribution True-up petition for 3rd control Period as Annexure-I | Submitted vide Distribution True-up petition for 3rd control Period as Annexure-I
1523 | E/S to K.RamaKrishna (AL902181195418) | GH NORTH | 23.10.2018 | 0.0010589 | Submitted vide Distribution True-up petition for 3rd control Period as Annexure-I | Submitted vide Distribution True-up petition for 3rd control Period as Annexure-I
1524 | E/s for Sri K. Hanumappa. | GH NORTH | 22.10.2018 | 0.00041414 | Submitted vide Distribution True-up petition for 3rd control Period as Annexure-I | Submitted vide Distribution True-up petition for 3rd control Period as Annexure-I
1525 | E/s for Sri V. Swarna Latha. | GH NORTH | 22.10.2018 | 0.00014058 | Submitted vide Distribution True-up petition for 3rd control Period as Annexure-I | Submitted vide Distribution True-up petition for 3rd control Period as Annexure-I
1526 | E/s for Sri A. Dharmaiah. | GH NORTH | 22.10.2018 | 0.00028116 | Submitted vide Distribution True-up petition for 3rd control Period as Annexure-I | Submitted vide Distribution True-up petition for 3rd control Period as Annexure-I
1527 | E/s for Sri R. Sanjeev Kumar. | GH NORTH | 22.10.2018 | 0.00056233 | Submitted vide Distribution True-up petition for 3rd control Period as Annexure-I | Submitted vide Distribution True-up petition for 3rd control Period as Annexure-I
1528 | E/s for Smt B. Padma. | GH NORTH | 22.10.2018 | 0.00035146 | Submitted vide Distribution True-up petition for 3rd control Period as Annexure-I | Submitted vide Distribution True-up petition for 3rd control Period as Annexure-I
1529 | Maintenance(5460,5258,5058,5459,5311) | GH NORTH | 03.05.2018 | 0.010193 | Submitted vide Distribution True-up petition for 3rd control Period as Annexure-I | Submitted vide Distribution True-up petition for 3rd control Period as Annexure-I
1530 | Maintenance(5277,5316,5130,5128,5216) | GH NORTH | 03.05.2018 | 0.0060647 | Submitted vide Distribution True-up petition for 3rd control Period as Annexure-I | Submitted vide Distribution True-up petition for 3rd control Period as Annexure-I
1531 | LTM176460050-LATIKA& Preetish biswal | GH NORTH | 30.07.2018 | 0.0028457 | Submitted vide Distribution True-up petition for 3rd control Period as Annexure-I | Submitted vide Distribution True-up petition for 3rd control Period as Annexure-I
1532 | GENERAL: TSSPDCL-OP-North B'Hills divisi | GH NORTH | 31.01.2019 | 0.014741 | Submitted vide Distribution True-up petition for 3rd control Period as Annexure-I | Submitted vide Distribution True-up petition for 3rd control Period as Annexure-I
1533 | AL902181218274 M/S.Divya Shakti Apt Owne | GH NORTH | 03.10.2018 | 0.0010589 | Submitted vide Distribution True-up petition for 3rd control Period as Annexure-I | Submitted vide Distribution True-up petition for 3rd control Period as Annexure-I
1534 | AL902181218278 M/S.Divya Shakti Apt Owne | GH NORTH | 24.11.2018 | 0.0010589 | Submitted vide Distribution True-up petition for 3rd control Period as Annexure-I | Submitted vide Distribution True-up petition for 3rd control Period as Annexure-I
1535 | Maintenance(5293,5154,5238,5142) | GH NORTH | 03.05.2018 | 0.01228 | Submitted vide Distribution True-up petition for 3rd control Period as Annexure-I | Submitted vide Distribution True-up petition for 3rd control Period as Annexure-I
1536 | Est for shifting of meters from inside t | GH NORTH | 03.05.2018 | 0.01068 | Submitted vide Distribution True-up petition for 3rd control Period as Annexure-I | Submitted vide Distribution True-up petition for 3rd control Period as Annexure-I
1537 | Replacement of Non HQ S-╪ Meters with HQ | GH NORTH | 27.08.2018 | 0.021114 | Submitted vide Distribution True-up petition for 3rd control Period as Annexure-I | Submitted vide Distribution True-up petition for 3rd control Period as Annexure-I
1538 | E/s for Sri Dampuri Srinivasulu. | GH NORTH | 22.10.2018 | 0.00041414 | Submitted vide Distribution True-up petition for 3rd control Period as Annexure-I | Submitted vide Distribution True-up petition for 3rd control Period as Annexure-I
1539 | Replacement of RMUs in CBD Banjarahills. | GH NORTH | 27.10.2018 | 0.0064685 | Submitted vide Distribution True-up petition for 3rd control Period as Annexure-I | Submitted vide Distribution True-up petition for 3rd control Period as Annexure-I
1540 | Re location of RMUs in CBD Banjarahills. | GH NORTH | 27.10.2018 | 0.017044 | Submitted vide Distribution True-up petition for 3rd control Period as Annexure-I | Submitted vide Distribution True-up petition for 3rd control Period as Annexure-I
1541 | E/S to Replacement of 70sqmm instead 16s | GH NORTH | 21.01.2019 | 0.041063 | Submitted vide Distribution True-up petition for 3rd control Period as Annexure-I | Submitted vide Distribution True-up petition for 3rd control Period as Annexure-I
1542 | Erection of 11kv Line AB Switches at var | GH NORTH | 06.03.2019 | 0.018222 | Submitted vide Distribution True-up petition for 3rd control Period as Annexure-I | Submitted vide Distribution True-up petition for 3rd control Period as Annexure-I
1543 | Erection of 11kv Line AB Switches at var | GH NORTH | 02.11.2018 | 0.017461 | Submitted vide Distribution True-up petition for 3rd control Period as Annexure-I | Submitted vide Distribution True-up petition for 3rd control Period as Annexure-I
1544 | PLINTHS FOR 2 NOS 3-WAY RMUS IN CBD G'LA | GH NORTH | 28.07.2018 | 0.0077077 | Submitted vide Distribution True-up petition for 3rd control Period as Annexure-I | Submitted vide Distribution True-up petition for 3rd control Period as Annexure-I
1545 | Erection of 11kv Line AB Switches at var | GH NORTH | 05.03.2019 | 0.017513 | Submitted vide Distribution True-up petition for 3rd control Period as Annexure-I | Submitted vide Distribution True-up petition for 3rd control Period as Annexure-I
1546 | Maintenance(5209,5155,5006,5079) | GH NORTH | 03.05.2018 | 0.0089426 | Submitted vide Distribution True-up petition for 3rd control Period as Annexure-I | Submitted vide Distribution True-up petition for 3rd control Period as Annexure-I
1547 | Making 2nd circuit by sqmm LT 185 sqmm U | GH NORTH | 27.08.2018 | 0.015952 | Submitted vide Distribution True-up petition for 3rd control Period as Annexure-I | Submitted vide Distribution True-up petition for 3rd control Period as Annexure-I
1548 | AL902181203559 E/S TO M.PADMAVATHI | GH NORTH | 22.12.2018 | 0.0010577 | Submitted vide Distribution True-up petition for 3rd control Period as Annexure-I | Submitted vide Distribution True-up petition for 3rd control Period as Annexure-I
1549 | LTM181020006 E/s to Sri.Ravinder singh R | GH NORTH | 27.07.2018 | 0.00041414 | Submitted vide Distribution True-up petition for 3rd control Period as Annexure-I | Submitted vide Distribution True-up petition for 3rd control Period as Annexure-I
1550 | LTM181110010 E/S TO B.SATYANARAYANA | GH NORTH | 01.10.2018 | 0.0001917 | Submitted vide Distribution True-up petition for 3rd control Period as Annexure-I | Submitted vide Distribution True-up petition for 3rd control Period as Annexure-I
1551 | Replacement of Damaged 16 Sqmm AB cable | GH NORTH | 05.06.2018 | 0.01741 | Submitted vide Distribution True-up petition for 3rd control Period as Annexure-I | Submitted vide Distribution True-up petition for 3rd control Period as Annexure-I
1552 | K.Charana kumari | GH NORTH | 28.04.2018 | 0.00068009 | Submitted vide Distribution True-up petition for 3rd control Period as Annexure-I | Submitted vide Distribution True-up petition for 3rd control Period as Annexure-I
1553 | Replacement of Damaged poles | GH NORTH | 27.08.2018 | 0.016544 | Submitted vide Distribution True-up petition for 3rd control Period as Annexure-I | Submitted vide Distribution True-up petition for 3rd control Period as Annexure-I
1554 | PROV RENOV TO THE GM/CGM OFFICE | GH NORTH | 27.10.2018 | 0.020419 | Submitted vide Distribution True-up petition for 3rd control Period as Annexure-I | Submitted vide Distribution True-up petition for 3rd control Period as Annexure-I
1555 | RE CONSTRUCTION OF 2 NOS DTR Plinths | GH NORTH | 27.08.2018 | 0.015214 | Submitted vide Distribution True-up petition for 3rd control Period as Annexure-I | Submitted vide Distribution True-up petition for 3rd control Period as Annexure-I
1556 | Replacement of Damaged poles | GH NORTH | 28.08.2018 | 0.017228 | Submitted vide Distribution True-up petition for 3rd control Period as Annexure-I | Submitted vide Distribution True-up petition for 3rd control Period as Annexure-I
1557 | E/S TO M/s.SOUHITI INFRA PROJECTS, LTM18 | GH NORTH | 28.09.2018 | 0.028893 | Submitted vide Distribution True-up petition for 3rd control Period as Annexure-I | Submitted vide Distribution True-up petition for 3rd control Period as Annexure-I
1558 | LTM181040004. Sri N.NAGENDER Panel Board | GH NORTH | 23.10.2018 | 0.00042175 | Submitted vide Distribution True-up petition for 3rd control Period as Annexure-I | Submitted vide Distribution True-up petition for 3rd control Period as Annexure-I
1559 | E/s for Sri L. Vinay Kumar. | GH NORTH | 22.10.2018 | 0.00056233 | Submitted vide Distribution True-up petition for 3rd control Period as Annexure-I | Submitted vide Distribution True-up petition for 3rd control Period as Annexure-I
1560 | Prov chair for apts office | GH NORTH | 27.10.2018 | 0.010994 | Submitted vide Distribution True-up petition for 3rd control Period as Annexure-I | Submitted vide Distribution True-up petition for 3rd control Period as Annexure-I
1561 | Est for shifting of meters from inside t | GH NORTH | 19.05.2018 | 0.01068 | Submitted vide Distribution True-up petition for 3rd control Period as Annexure-I | Submitted vide Distribution True-up petition for 3rd control Period as Annexure-I
1562 | Enh to 160&315KVA Y.guda& Ampet sec | GH NORTH | 01.09.2018 | 0.90502 | Submitted vide Distribution True-up petition for 3rd control Period as Annexure-I | Submitted vide Distribution True-up petition for 3rd control Period as Annexure-I
1563 | Enh. to 100KVA to 160KVA & 160KVA to 315 | GH NORTH | 01.02.2019 | 0.71166 | Submitted vide Distribution True-up petition for 3rd control Period as Annexure-I | Submitted vide Distribution True-up petition for 3rd control Period as Annexure-I
1564 | E/s For LTM of Smt GANESHULA PAVANI. | GH NORTH | 28.06.2018 | 0.00028116 | Submitted vide Distribution True-up petition for 3rd control Period as Annexure-I | Submitted vide Distribution True-up petition for 3rd control Period as Annexure-I
1565 | E/s For LTM of Sri SAKA CHANDRA SEKHAR. | GH NORTH | 28.06.2018 | 0.00041414 | Submitted vide Distribution True-up petition for 3rd control Period as Annexure-I | Submitted vide Distribution True-up petition for 3rd control Period as Annexure-I
1566 | E/s For LTM of Sri SURGU SATHISH KUMAR. | GH NORTH | 28.06.2018 | 0.00041414 | Submitted vide Distribution True-up petition for 3rd control Period as Annexure-I | Submitted vide Distribution True-up petition for 3rd control Period as Annexure-I
1567 | LTM181110006 E/S TO M.LAKSHMANARAO | GH NORTH | 27.10.2018 | 0.031289 | Submitted vide Distribution True-up petition for 3rd control Period as Annexure-I | Submitted vide Distribution True-up petition for 3rd control Period as Annexure-I
1568 | E/s for Replacement of 3*16sq.mm LT AB C | GH NORTH | 29.01.2019 | 0.042704 | Submitted vide Distribution True-up petition for 3rd control Period as Annexure-I | Submitted vide Distribution True-up petition for 3rd control Period as Annexure-I
1569 | E/s for Replacement of 3*16sq.mm LT AB C | GH NORTH | 29.01.2019 | 0.04603 | Submitted vide Distribution True-up petition for 3rd control Period as Annexure-I | Submitted vide Distribution True-up petition for 3rd control Period as Annexure-I
1570 | E/s For LTM of Sri MD. SARWAR. | GH NORTH | 12.07.2018 | 0.00021087 | Submitted vide Distribution True-up petition for 3rd control Period as Annexure-I | Submitted vide Distribution True-up petition for 3rd control Period as Annexure-I
1571 | LTM181110004 E/S TO J.RAJA KUMARI | GH NORTH | 25.09.2018 | 0.00035146 | Submitted vide Distribution True-up petition for 3rd control Period as Annexure-I | Submitted vide Distribution True-up petition for 3rd control Period as Annexure-I
1572 | AL902181227321 Sri.K.Shanker Reddy A2042 | GH NORTH | 03.10.2018 | 0.0010589 | Submitted vide Distribution True-up petition for 3rd control Period as Annexure-I | Submitted vide Distribution True-up petition for 3rd control Period as Annexure-I
1573 | Main. & Repairing of 3-Way and 5-way RMU | GH NORTH | 28.07.2018 | 0.0129 | Submitted vide Distribution True-up petition for 3rd control Period as Annexure-I | Submitted vide Distribution True-up petition for 3rd control Period as Annexure-I
1574 | PLINTHS FOR 2 NOs. 3-WAY RMUs IN CBD G'L | GH NORTH | 09.08.2018 | 0.016738 | Submitted vide Distribution True-up petition for 3rd control Period as Annexure-I | Submitted vide Distribution True-up petition for 3rd control Period as Annexure-I
1575 | LTM171030034 Sri.M/S.JAI SANTOSHI MATA R | GH NORTH | 16.02.2019 | 0.095258 | Submitted vide Distribution True-up petition for 3rd control Period as Annexure-I | Submitted vide Distribution True-up petition for 3rd control Period as Annexure-I
1576 | Main. & Repairing of 3-Way RMUs CBD | GH NORTH | 02.11.2018 | 0.0129 | Submitted vide Distribution True-up petition for 3rd control Period as Annexure-I | Submitted vide Distribution True-up petition for 3rd control Period as Annexure-I
1577 | Erection of 11kv Line AB Switches at var | GH NORTH | 08.03.2019 | 0.01594 | Submitted vide Distribution True-up petition for 3rd control Period as Annexure-I | Submitted vide Distribution True-up petition for 3rd control Period as Annexure-I
1578 | Main. & Repairing of 3-Way RMUs CBD GNLD | GH NORTH | 02.11.2018 | 0.01208 | Submitted vide Distribution True-up petition for 3rd control Period as Annexure-I | Submitted vide Distribution True-up petition for 3rd control Period as Annexure-I
1579 | LTM181040002, Sri SHARFUDDIN KHAN Panel | GH NORTH | 26.11.2018 | 0.00048443 | Submitted vide Distribution True-up petition for 3rd control Period as Annexure-I | Submitted vide Distribution True-up petition for 3rd control Period as Annexure-I
1580 | E/S Supply to L.Brahma Prakash,LTM181230 | GH NORTH | 27.12.2018 | 0.023213 | Submitted vide Distribution True-up petition for 3rd control Period as Annexure-I | Submitted vide Distribution True-up petition for 3rd control Period as Annexure-I
1581 | LTM181040003, Sri NIZAM SHAH BEGUM Panel | GH NORTH | 23.10.2018 | 0.00075799 | Submitted vide Distribution True-up petition for 3rd control Period as Annexure-I | Submitted vide Distribution True-up petition for 3rd control Period as Annexure-I
1582 | AL902181232370 ADDL LOAD E/S TO HEAD MAS | GH NORTH | 22.12.2018 | 0.00020202 | Submitted vide Distribution True-up petition for 3rd control Period as Annexure-I | Submitted vide Distribution True-up petition for 3rd control Period as Annexure-I
1583 | LTM181020008 E/s to Sri.K.Vijaya Kumar E | GH NORTH | 28.07.2018 | 0.00021087 | Submitted vide Distribution True-up petition for 3rd control Period as Annexure-I | Submitted vide Distribution True-up petition for 3rd control Period as Annexure-I
1584 | E/S Supply to P.Vithal,AL902181219027,AL | GH NORTH | 27.12.2018 | 0.024524 | Submitted vide Distribution True-up petition for 3rd control Period as Annexure-I | Submitted vide Distribution True-up petition for 3rd control Period as Annexure-I
1585 | Estimate for shifting of meters from | GH NORTH | 02.06.2018 | 0.011565 | Submitted vide Distribution True-up petition for 3rd control Period as Annexure-I | Submitted vide Distribution True-up petition for 3rd control Period as Annexure-I
1586 | Replacement of Damaged 16 Sqmm AB cable | GH NORTH | 23.02.2019 | 0.017371 | Submitted vide Distribution True-up petition for 3rd control Period as Annexure-I | Submitted vide Distribution True-up petition for 3rd control Period as Annexure-I
1587 | Replacement of Damaged poles | GH NORTH | 27.08.2018 | 0.017179 | Submitted vide Distribution True-up petition for 3rd control Period as Annexure-I | Submitted vide Distribution True-up petition for 3rd control Period as Annexure-I
1588 | Replacement of Damaged poles | GH NORTH | 27.08.2018 | 0.019708 | Submitted vide Distribution True-up petition for 3rd control Period as Annexure-I | Submitted vide Distribution True-up petition for 3rd control Period as Annexure-I
1589 | Replacement of Damaged poles | GH NORTH | 27.08.2018 | 0.016201 | Submitted vide Distribution True-up petition for 3rd control Period as Annexure-I | Submitted vide Distribution True-up petition for 3rd control Period as Annexure-I
1590 | Replacement of Damaged poles | GH NORTH | 28.08.2018 | 0.015637 | Submitted vide Distribution True-up petition for 3rd control Period as Annexure-I | Submitted vide Distribution True-up petition for 3rd control Period as Annexure-I
1591 | Replacement of Damaged 16 Sqmm AB cable | GH NORTH | 23.02.2019 | 0.018404 | Submitted vide Distribution True-up petition for 3rd control Period as Annexure-I | Submitted vide Distribution True-up petition for 3rd control Period as Annexure-I
1592 | Est for shifting of meters from inside | GH NORTH | 05.06.2018 | 0.012136 | Submitted vide Distribution True-up petition for 3rd control Period as Annexure-I | Submitted vide Distribution True-up petition for 3rd control Period as Annexure-I
1593 | REPLAC OF 720 3PH NON-IR WITH IR METERS | GH NORTH | 31.12.2018 | 0.15531 | Submitted vide Distribution True-up petition for 3rd control Period as Annexure-I | Submitted vide Distribution True-up petition for 3rd control Period as Annexure-I
1594 | E/S Supply to HKM HYD,AL902181226043 | GH NORTH | 19.02.2019 | 0.028071 | Submitted vide Distribution True-up petition for 3rd control Period as Annexure-I | Submitted vide Distribution True-up petition for 3rd control Period as Annexure-I
1595 | Shifting of 11KV OH Line at country club | GH NORTH | 06.06.2018 | 0.31173 | Submitted vide Distribution True-up petition for 3rd control Period as Annexure-I | Submitted vide Distribution True-up petition for 3rd control Period as Annexure-I
1596 | REPLACEMENT OF CT METERS TARNAKA | GH NORTH | 08.01.2019 | 0.00696 | Submitted vide Distribution True-up petition for 3rd control Period as Annexure-I | Submitted vide Distribution True-up petition for 3rd control Period as Annexure-I
1597 | LTM181200001, SHAIK IBRAHIM | GH NORTH | 10.07.2018 | 0.00042175 | Submitted vide Distribution True-up petition for 3rd control Period as Annexure-I | Submitted vide Distribution True-up petition for 3rd control Period as Annexure-I
1598 | Replacement of Damaged 11KV Poles and li | GH NORTH | 04.08.2018 | 0.015266 | Submitted vide Distribution True-up petition for 3rd control Period as Annexure-I | Submitted vide Distribution True-up petition for 3rd control Period as Annexure-I
1599 | Main. & Repairing of 3Way RMU CBD GNLD | GH NORTH | 05.06.2018 | 0.0095851 | Submitted vide Distribution True-up petition for 3rd control Period as Annexure-I | Submitted vide Distribution True-up petition for 3rd control Period as Annexure-I
1600 | Replacement of Damaged11KV Poles and li | GH NORTH | 25.08.2018 | 0.016357 | Submitted vide Distribution True-up petition for 3rd control Period as Annexure-I | Submitted vide Distribution True-up petition for 3rd control Period as Annexure-I
1601 | Main. & Repairing of 3Way RMU CBD GNLD | GH NORTH | 05.06.2018 | 0.0095851 | Submitted vide Distribution True-up petition for 3rd control Period as Annexure-I | Submitted vide Distribution True-up petition for 3rd control Period as Annexure-I
1602 | Main. & Repairing of 3Way RMU CBD GNLD: | GH NORTH | 25.08.2018 | 0.0076681 | Submitted vide Distribution True-up petition for 3rd control Period as Annexure-I | Submitted vide Distribution True-up petition for 3rd control Period as Annexure-I
1603 | Main. & Repairing of 3Way RMU CBD GNLD: | GH NORTH | 04.10.2018 | 0.0076681 | Submitted vide Distribution True-up petition for 3rd control Period as Annexure-I | Submitted vide Distribution True-up petition for 3rd control Period as Annexure-I
1604 | LTM181100004 Sri. Nethakar Ravinder - Pa | GH NORTH | 25.08.2018 | 0.00028116 | Submitted vide Distribution True-up petition for 3rd control Period as Annexure-I | Submitted vide Distribution True-up petition for 3rd control Period as Annexure-I
1605 | E/S TO Sri.SYED MANSOOR AHMED & OTHERS, | GH NORTH | 08.10.2018 | 0.032716 | Submitted vide Distribution True-up petition for 3rd control Period as Annexure-I | Submitted vide Distribution True-up petition for 3rd control Period as Annexure-I
1606 | Estimate for Replacement of 11KV Line,LT | GH NORTH | 02.11.2018 | 0.013652 | Submitted vide Distribution True-up petition for 3rd control Period as Annexure-I | Submitted vide Distribution True-up petition for 3rd control Period as Annexure-I
1607 | Estimate for Replacement of 11KV Line,LT | GH NORTH | 05.06.2018 | 0.012868 | Submitted vide Distribution True-up petition for 3rd control Period as Annexure-I | Submitted vide Distribution True-up petition for 3rd control Period as Annexure-I
1608 | Replacement of Damaged 11KV Poles and li | GH NORTH | 04.08.2018 | 0.019016 | Submitted vide Distribution True-up petition for 3rd control Period as Annexure-I | Submitted vide Distribution True-up petition for 3rd control Period as Annexure-I
1609 | Estimate for Replacement of 11KV Line,LT | GH NORTH | 30.07.2018 | 0.016007 | Submitted vide Distribution True-up petition for 3rd control Period as Annexure-I | Submitted vide Distribution True-up petition for 3rd control Period as Annexure-I
1610 | E/S TO Sri.P.Pavani | GH NORTH | 22.09.2018 | 0.028233 | Submitted vide Distribution True-up petition for 3rd control Period as Annexure-I | Submitted vide Distribution True-up petition for 3rd control Period as Annexure-I
1611 | E/s For LTM of Sri P.UMARAMA LINGESHWAR | GH NORTH | 28.06.2018 | 0.00054712 | Submitted vide Distribution True-up petition for 3rd control Period as Annexure-I | Submitted vide Distribution True-up petition for 3rd control Period as Annexure-I
1612 | E/s For LTM of Sri D. NAGESH. | GH NORTH | 28.06.2018 | 7.0292e-05 | Submitted vide Distribution True-up petition for 3rd control Period as Annexure-I | Submitted vide Distribution True-up petition for 3rd control Period as Annexure-I
1613 | Estimate for Replacement of 11KV Line,LT | GH NORTH | 30.07.2018 | 0.01688 | Submitted vide Distribution True-up petition for 3rd control Period as Annexure-I | Submitted vide Distribution True-up petition for 3rd control Period as Annexure-I
1614 | Estimate for Replacement of 11KV Line,LT | GH NORTH | 05.06.2018 | 0.016008 | Submitted vide Distribution True-up petition for 3rd control Period as Annexure-I | Submitted vide Distribution True-up petition for 3rd control Period as Annexure-I
1615 | Replacement of Damaged11KV Poles and li | GH NORTH | 04.08.2018 | 0.014874 | Submitted vide Distribution True-up petition for 3rd control Period as Annexure-I | Submitted vide Distribution True-up petition for 3rd control Period as Annexure-I
1616 | E/s For LTM of Smt KM. LATHA. | GH NORTH | 28.06.2018 | 0.00014058 | Submitted vide Distribution True-up petition for 3rd control Period as Annexure-I | Submitted vide Distribution True-up petition for 3rd control Period as Annexure-I
1617 | Replacement of Damaged poles | GH NORTH | 28.08.2018 | 0.014618 | Submitted vide Distribution True-up petition for 3rd control Period as Annexure-I | Submitted vide Distribution True-up petition for 3rd control Period as Annexure-I
1618 | Replacement of Damaged poles | GH NORTH | 28.08.2018 | 0.018635 | Submitted vide Distribution True-up petition for 3rd control Period as Annexure-I | Submitted vide Distribution True-up petition for 3rd control Period as Annexure-I
1619 | Replacement of Damaged poles | GH NORTH | 27.08.2018 | 0.014608 | Submitted vide Distribution True-up petition for 3rd control Period as Annexure-I | Submitted vide Distribution True-up petition for 3rd control Period as Annexure-I
1620 | E/S To N.Aruna LTM181160005 | GH NORTH | 25.09.2018 | 0.024407 | Submitted vide Distribution True-up petition for 3rd control Period as Annexure-I | Submitted vide Distribution True-up petition for 3rd control Period as Annexure-I
1621 | E/s for Replacement of Damaged poles | GH NORTH | 05.07.2018 | 0.014798 | Submitted vide Distribution True-up petition for 3rd control Period as Annexure-I | Submitted vide Distribution True-up petition for 3rd control Period as Annexure-I
1622 | Removing of Road crossings atSwaraj Nag | GH NORTH | 27.08.2018 | 0.018727 | Submitted vide Distribution True-up petition for 3rd control Period as Annexure-I | Submitted vide Distribution True-up petition for 3rd control Period as Annexure-I
1623 | Ganesh Immersion - Erection of 15 Nos PS | GH NORTH | 30.08.2018 | 0.019074 | Submitted vide Distribution True-up petition for 3rd control Period as Annexure-I | Submitted vide Distribution True-up petition for 3rd control Period as Annexure-I
1624 | Est.for Maintenance of DTRs at Sanathnag | GH NORTH | 09.07.2018 | 0.01851 | Submitted vide Distribution True-up petition for 3rd control Period as Annexure-I | Submitted vide Distribution True-up petition for 3rd control Period as Annexure-I
1625 | Est.for Maintenance of DTRs at Sanathnag | GH NORTH | 09.07.2018 | 0.018318 | Submitted vide Distribution True-up petition for 3rd control Period as Annexure-I | Submitted vide Distribution True-up petition for 3rd control Period as Annexure-I
1626 | Estimate for Replacement of 11KV Line,LT | GH NORTH | 28.07.2018 | 0.016265 | Submitted vide Distribution True-up petition for 3rd control Period as Annexure-I | Submitted vide Distribution True-up petition for 3rd control Period as Annexure-I
1627 | E/s for Replacement of Damaged poles | GH NORTH | 30.08.2018 | 0.015454 | Submitted vide Distribution True-up petition for 3rd control Period as Annexure-I | Submitted vide Distribution True-up petition for 3rd control Period as Annexure-I
1628 | Est.for Maintenance of DTRs at Sanathnag | GH NORTH | 09.07.2018 | 0.017422 | Submitted vide Distribution True-up petition for 3rd control Period as Annexure-I | Submitted vide Distribution True-up petition for 3rd control Period as Annexure-I
1629 | E/s for Replacement of Damaged poles | GH NORTH | 05.07.2018 | 0.0155 | Submitted vide Distribution True-up petition for 3rd control Period as Annexure-I | Submitted vide Distribution True-up petition for 3rd control Period as Annexure-I
1630 | Replacement of Damaged poles | GH NORTH | 27.08.2018 | 0.014835 | Submitted vide Distribution True-up petition for 3rd control Period as Annexure-I | Submitted vide Distribution True-up petition for 3rd control Period as Annexure-I
1631 | Est.for Maintenance of DTRs at Sanathnag | GH NORTH | 09.07.2018 | 0.016764 | Submitted vide Distribution True-up petition for 3rd control Period as Annexure-I | Submitted vide Distribution True-up petition for 3rd control Period as Annexure-I
1632 | Replacement of Damaged poles | GH NORTH | 27.08.2018 | 0.014797 | Submitted vide Distribution True-up petition for 3rd control Period as Annexure-I | Submitted vide Distribution True-up petition for 3rd control Period as Annexure-I
1633 | Est.for Maintenance of DTRs at Sanathnag | GH NORTH | 09.07.2018 | 0.016434 | Submitted vide Distribution True-up petition for 3rd control Period as Annexure-I | Submitted vide Distribution True-up petition for 3rd control Period as Annexure-I
1634 | RE CONSTRUCTION OF 2 NOS DTR Plinth | GH NORTH | 06.07.2018 | 0.011824 | Submitted vide Distribution True-up petition for 3rd control Period as Annexure-I | Submitted vide Distribution True-up petition for 3rd control Period as Annexure-I
1635 | E/sfor Replacement of Damaged poles | GH NORTH | 05.07.2018 | 0.015799 | Submitted vide Distribution True-up petition for 3rd control Period as Annexure-I | Submitted vide Distribution True-up petition for 3rd control Period as Annexure-I
1636 | E/s for Sri Ashok Kumar Singh. | GH NORTH | 22.10.2018 | 0.00018479 | Submitted vide Distribution True-up petition for 3rd control Period as Annexure-I | Submitted vide Distribution True-up petition for 3rd control Period as Annexure-I
1637 | E/S Supply to P.Haritha,AL902181228223 | GH NORTH | 21.02.2019 | 0.0010589 | Submitted vide Distribution True-up petition for 3rd control Period as Annexure-I | Submitted vide Distribution True-up petition for 3rd control Period as Annexure-I
1638 | Prov Tables for APTS office at Kalyan N | GH NORTH | 27.10.2018 | 0.009735 | Submitted vide Distribution True-up petition for 3rd control Period as Annexure-I | Submitted vide Distribution True-up petition for 3rd control Period as Annexure-I
1639 | LTM181020007 E/s to Sri. N.Baliram Erect | GH NORTH | 28.07.2018 | 0.00056233 | Submitted vide Distribution True-up petition for 3rd control Period as Annexure-I | Submitted vide Distribution True-up petition for 3rd control Period as Annexure-I
1640 | HT10812806 M/S:South India Resins& CH | GH NORTH | 26.10.2018 | 0.024485 | Submitted vide Distribution True-up petition for 3rd control Period as Annexure-I | Submitted vide Distribution True-up petition for 3rd control Period as Annexure-I
1641 | Erection of New ADDL DTRs at Banjara Hil | GH NORTH | 29.12.2018 | 0.45351 | Submitted vide Distribution True-up petition for 3rd control Period as Annexure-I | Submitted vide Distribution True-up petition for 3rd control Period as Annexure-I
1642 | Sfg. of 11KV line(underneath 33KV line) | GH NORTH | 31.08.2018 | 0.12531 | Submitted vide Distribution True-up petition for 3rd control Period as Annexure-I | Submitted vide Distribution True-up petition for 3rd control Period as Annexure-I
1643 | LTM181110015 E/S TO Y.MANILA | GH NORTH | 27.10.2018 | 0.00063262 | Submitted vide Distribution True-up petition for 3rd control Period as Annexure-I | Submitted vide Distribution True-up petition for 3rd control Period as Annexure-I
1644 | E/S TO M/s.JRT Construction,LTM181160017 | GH NORTH | 08.10.2018 | 0.026738 | Submitted vide Distribution True-up petition for 3rd control Period as Annexure-I | Submitted vide Distribution True-up petition for 3rd control Period as Annexure-I
1645 | AL902181230808, AL902181230814, AL902181 | GH NORTH | 27.10.2018 | 0.020601 | Submitted vide Distribution True-up petition for 3rd control Period as Annexure-I | Submitted vide Distribution True-up petition for 3rd control Period as Annexure-I
1646 | E/s For LTM of Sri G VENKATA RAMANA KUMA | GH NORTH | 04.07.2018 | 0.00056233 | Submitted vide Distribution True-up petition for 3rd control Period as Annexure-I | Submitted vide Distribution True-up petition for 3rd control Period as Annexure-I
1647 | Est for shifting of meters from inside t | GH NORTH | 01.10.2018 | 0.011308 | Submitted vide Distribution True-up petition for 3rd control Period as Annexure-I | Submitted vide Distribution True-up petition for 3rd control Period as Annexure-I
1648 | Est for shifting of meters from inside t | GH NORTH | 01.10.2018 | 0.011908 | Submitted vide Distribution True-up petition for 3rd control Period as Annexure-I | Submitted vide Distribution True-up petition for 3rd control Period as Annexure-I
1649 | REPLACEMENT OF 700 3-╪ NON IR METERS | GH NORTH | 31.12.2018 | 0.151 | Submitted vide Distribution True-up petition for 3rd control Period as Annexure-I | Submitted vide Distribution True-up petition for 3rd control Period as Annexure-I
1650 | E/S Erection of 100 KVA DTR At RAHMATHNA | GH NORTH | 27.08.2018 | 0.061464 | Submitted vide Distribution True-up petition for 3rd control Period as Annexure-I | Submitted vide Distribution True-up petition for 3rd control Period as Annexure-I
1651 | Ponnala Bhoodevi | GH NORTH | 10.10.2018 | 0.00062501 | Submitted vide Distribution True-up petition for 3rd control Period as Annexure-I | Submitted vide Distribution True-up petition for 3rd control Period as Annexure-I
1652 | Stringing of conductor on different loca | GH NORTH | 27.08.2018 | 0.029771 | Submitted vide Distribution True-up petition for 3rd control Period as Annexure-I | Submitted vide Distribution True-up petition for 3rd control Period as Annexure-I
1653 | LTM186460006-G.Bixapathy | GH NORTH | 28.07.2018 | 0.00014058 | Submitted vide Distribution True-up petition for 3rd control Period as Annexure-I | Submitted vide Distribution True-up petition for 3rd control Period as Annexure-I
1654 | LTM181110007, LTM181110008 E/S TO M/S SR | GH NORTH | 27.10.2018 | 0.0062296 | Submitted vide Distribution True-up petition for 3rd control Period as Annexure-I | Submitted vide Distribution True-up petition for 3rd control Period as Annexure-I
1655 | E/s to V.Suryanaryana Reddy & others LTM | GH NORTH | 31.07.2018 | 0.046139 | Submitted vide Distribution True-up petition for 3rd control Period as Annexure-I | Submitted vide Distribution True-up petition for 3rd control Period as Annexure-I
1656 | E/S TO M/s.Ayyanna Infra Pvt Ltd LTM1811 | GH NORTH | 25.09.2018 | 0.034555 | Submitted vide Distribution True-up petition for 3rd control Period as Annexure-I | Submitted vide Distribution True-up petition for 3rd control Period as Annexure-I
1657 | LTM181110019 E/S TO ASHAMONI KETHAMMA | GH NORTH | 27.10.2018 | 0.00056233 | Submitted vide Distribution True-up petition for 3rd control Period as Annexure-I | Submitted vide Distribution True-up petition for 3rd control Period as Annexure-I
1658 | Enh DTRs to 100KVA,160KVA,315KVA Madhapu | GH NORTH | 08.02.2019 | 0.68278 | Submitted vide Distribution True-up petition for 3rd control Period as Annexure-I | Submitted vide Distribution True-up petition for 3rd control Period as Annexure-I
1659 | LTM181110016 E/S TO M/S SVS MOOKAMBIKA C | GH NORTH | 26.10.2018 | 0.022343 | Submitted vide Distribution True-up petition for 3rd control Period as Annexure-I | Submitted vide Distribution True-up petition for 3rd control Period as Annexure-I
1660 | Replacement of OH LT Conductor with LT A | GH NORTH | 29.01.2019 | 0.078732 | Submitted vide Distribution True-up petition for 3rd control Period as Annexure-I | Submitted vide Distribution True-up petition for 3rd control Period as Annexure-I
1661 | E/s TO Smt.P.Dwaraka Rani AL902181237255 | GH NORTH | 22.09.2018 | 0.019189 | Submitted vide Distribution True-up petition for 3rd control Period as Annexure-I | Submitted vide Distribution True-up petition for 3rd control Period as Annexure-I
1662 | Replacement of OH LT Conductor with LT A | GH NORTH | 31.01.2019 | 0.072988 | Submitted vide Distribution True-up petition for 3rd control Period as Annexure-I | Submitted vide Distribution True-up petition for 3rd control Period as Annexure-I
1663 | LTM181110009 E/S TO ORIENTAL HOTALS (DEC | GH NORTH | 25.09.2018 | 0.0009629 | Submitted vide Distribution True-up petition for 3rd control Period as Annexure-I | Submitted vide Distribution True-up petition for 3rd control Period as Annexure-I
1664 | E/S Supply to G.Uma,LTM181230010 | GH NORTH | 27.12.2018 | 0.029338 | Submitted vide Distribution True-up petition for 3rd control Period as Annexure-I | Submitted vide Distribution True-up petition for 3rd control Period as Annexure-I
1665 | AL902181230330- Y.Anthireddy | GH NORTH | 01.10.2018 | 0.0010596 | Submitted vide Distribution True-up petition for 3rd control Period as Annexure-I | Submitted vide Distribution True-up petition for 3rd control Period as Annexure-I
1666 | NR902182315577-sirajuddin noorani | GH NORTH | 30.07.2018 | 0.0010602 | Submitted vide Distribution True-up petition for 3rd control Period as Annexure-I | Submitted vide Distribution True-up petition for 3rd control Period as Annexure-I
1667 | ,LTM186460008-Ganga Chinna Rao Shiramulu | GH NORTH | 30.07.2018 | 0.00070291 | Submitted vide Distribution True-up petition for 3rd control Period as Annexure-I | Submitted vide Distribution True-up petition for 3rd control Period as Annexure-I
1668 | NR902182353022-K.Hanumanth Rao | GH NORTH | 30.07.2018 | 0.0010602 | Submitted vide Distribution True-up petition for 3rd control Period as Annexure-I | Submitted vide Distribution True-up petition for 3rd control Period as Annexure-I
1669 | E/s for Sri Md Yasmeen Fatima<(>,<)> | GH NORTH | 22.10.2018 | 0.00062501 | Submitted vide Distribution True-up petition for 3rd control Period as Annexure-I | Submitted vide Distribution True-up petition for 3rd control Period as Annexure-I
1670 | LTM181110017 E/S TO B.MADHUSUDAN | GH NORTH | 27.10.2018 | 0.00081307 | Submitted vide Distribution True-up petition for 3rd control Period as Annexure-I | Submitted vide Distribution True-up petition for 3rd control Period as Annexure-I
1671 | LTM181110013 E/S TO PATEL RIYAZ AHMED | GH NORTH | 27.10.2018 | 0.00042174 | Submitted vide Distribution True-up petition for 3rd control Period as Annexure-I | Submitted vide Distribution True-up petition for 3rd control Period as Annexure-I
1672 | E/s for Sri Mohd Sirajuddin. | GH NORTH | 22.10.2018 | 0.00042175 | Submitted vide Distribution True-up petition for 3rd control Period as Annexure-I | Submitted vide Distribution True-up petition for 3rd control Period as Annexure-I
1673 | LTM181020011 E/S Sri.Y. Kishore and Othe | GH NORTH | 04.10.2018 | 0.024414 | Submitted vide Distribution True-up petition for 3rd control Period as Annexure-I | Submitted vide Distribution True-up petition for 3rd control Period as Annexure-I
1674 | NR902182287631-Dwaraka infra | GH NORTH | 30.07.2018 | 0.0010602 | Submitted vide Distribution True-up petition for 3rd control Period as Annexure-I | Submitted vide Distribution True-up petition for 3rd control Period as Annexure-I
1675 | NR902182361398 M/S. Mana Printers. | GH NORTH | 30.07.2018 | 0.0010602 | Submitted vide Distribution True-up petition for 3rd control Period as Annexure-I | Submitted vide Distribution True-up petition for 3rd control Period as Annexure-I
1676 | LTM181020010 E/s to Smt. Ahamath Bee Ere | GH NORTH | 28.07.2018 | 0.00035146 | Submitted vide Distribution True-up petition for 3rd control Period as Annexure-I | Submitted vide Distribution True-up petition for 3rd control Period as Annexure-I
1677 | E/s For LTM of Sri THUMU SHYAM SUNDER. | GH NORTH | 18.07.2018 | 0.00014058 | Submitted vide Distribution True-up petition for 3rd control Period as Annexure-I | Submitted vide Distribution True-up petition for 3rd control Period as Annexure-I
1678 | Replacement2 Nos 3 phase B/O meters | GH NORTH | 06.07.2018 | 0.00040653 | Submitted vide Distribution True-up petition for 3rd control Period as Annexure-I | Submitted vide Distribution True-up petition for 3rd control Period as Annexure-I
1679 | HT TO LT TO SATHYAM THEATRE, HT10219110 | GH NORTH | 03.10.2018 | 8.3817e-05 | Submitted vide Distribution True-up petition for 3rd control Period as Annexure-I | Submitted vide Distribution True-up petition for 3rd control Period as Annexure-I
1680 | E/S Supply to A.Sujatha,AL902181213041 | GH NORTH | 27.12.2018 | 0.019704 | Submitted vide Distribution True-up petition for 3rd control Period as Annexure-I | Submitted vide Distribution True-up petition for 3rd control Period as Annexure-I
1681 | Providing of earthing in Jubilee Hills S | GH NORTH | 03.08.2018 | 0.010268 | Submitted vide Distribution True-up petition for 3rd control Period as Annexure-I | Submitted vide Distribution True-up petition for 3rd control Period as Annexure-I
1682 | Providing of earthing in Jubilee Hills S | GH NORTH | 03.08.2018 | 0.010268 | Submitted vide Distribution True-up petition for 3rd control Period as Annexure-I | Submitted vide Distribution True-up petition for 3rd control Period as Annexure-I
1683 | Providing of earthing in Jubilee Hills S | GH NORTH | 03.08.2018 | 0.010268 | Submitted vide Distribution True-up petition for 3rd control Period as Annexure-I | Submitted vide Distribution True-up petition for 3rd control Period as Annexure-I
1684 | Providing of earthing in Jubilee Hills S | GH NORTH | 03.08.2018 | 0.010268 | Submitted vide Distribution True-up petition for 3rd control Period as Annexure-I | Submitted vide Distribution True-up petition for 3rd control Period as Annexure-I
1685 | Providing of earthing in Jubilee Hills S | GH NORTH | 03.08.2018 | 0.010268 | Submitted vide Distribution True-up petition for 3rd control Period as Annexure-I | Submitted vide Distribution True-up petition for 3rd control Period as Annexure-I
1686 | Providing of earthing in Madhapur Sectio | GH NORTH | 28.07.2018 | 0.010268 | Submitted vide Distribution True-up petition for 3rd control Period as Annexure-I | Submitted vide Distribution True-up petition for 3rd control Period as Annexure-I
1687 | Providing of earthing in Jubilee Hills S | GH NORTH | 03.08.2018 | 0.010268 | Submitted vide Distribution True-up petition for 3rd control Period as Annexure-I | Submitted vide Distribution True-up petition for 3rd control Period as Annexure-I
1688 | Providing of earthing in Jubilee Hills S | GH NORTH | 03.08.2018 | 0.010268 | Submitted vide Distribution True-up petition for 3rd control Period as Annexure-I | Submitted vide Distribution True-up petition for 3rd control Period as Annexure-I
1689 | Providing of earthing in Madhapur Sectio | GH NORTH | 03.08.2018 | 0.010268 | Submitted vide Distribution True-up petition for 3rd control Period as Annexure-I | Submitted vide Distribution True-up petition for 3rd control Period as Annexure-I
1690 | Providing of earthing in Madhapur Sectio | GH NORTH | 28.07.2018 | 0.010268 | Submitted vide Distribution True-up petition for 3rd control Period as Annexure-I | Submitted vide Distribution True-up petition for 3rd control Period as Annexure-I
1691 | Providing of earthing in Madhapur Sectio | GH NORTH | 03.08.2018 | 0.010268 | Submitted vide Distribution True-up petition for 3rd control Period as Annexure-I | Submitted vide Distribution True-up petition for 3rd control Period as Annexure-I
1692 | Providing of earthing in Madhapur Sectio | GH NORTH | 09.10.2018 | 0.010268 | Submitted vide Distribution True-up petition for 3rd control Period as Annexure-I | Submitted vide Distribution True-up petition for 3rd control Period as Annexure-I
1693 | Providing of earthing in Madhapur Sectio | GH NORTH | 03.08.2018 | 0.010268 | Submitted vide Distribution True-up petition for 3rd control Period as Annexure-I | Submitted vide Distribution True-up petition for 3rd control Period as Annexure-I
1694 | Providing of earthing in Madhapur Sectio | GH NORTH | 25.09.2018 | 0.010268 | Submitted vide Distribution True-up petition for 3rd control Period as Annexure-I | Submitted vide Distribution True-up petition for 3rd control Period as Annexure-I
1695 | Providing of earthing in Madhapur Sectio | GH NORTH | 03.08.2018 | 0.010268 | Submitted vide Distribution True-up petition for 3rd control Period as Annexure-I | Submitted vide Distribution True-up petition for 3rd control Period as Annexure-I
1696 | Providing of earthing in Madhapur Sectio | GH NORTH | 03.08.2018 | 0.010268 | Submitted vide Distribution True-up petition for 3rd control Period as Annexure-I | Submitted vide Distribution True-up petition for 3rd control Period as Annexure-I
1697 | Providing of earthing in Jubilee Hills S | GH NORTH | 03.08.2018 | 0.010268 | Submitted vide Distribution True-up petition for 3rd control Period as Annexure-I | Submitted vide Distribution True-up petition for 3rd control Period as Annexure-I
1698 | Providing of earthing in Jubilee Hills S | GH NORTH | 03.08.2018 | 0.010268 | Submitted vide Distribution True-up petition for 3rd control Period as Annexure-I | Submitted vide Distribution True-up petition for 3rd control Period as Annexure-I
1699 | Providing of earthing in Jubilee Hills S | GH NORTH | 03.08.2018 | 0.010268 | Submitted vide Distribution True-up petition for 3rd control Period as Annexure-I | Submitted vide Distribution True-up petition for 3rd control Period as Annexure-I
1700 | Providing of earthing in Jubilee Hills S | GH NORTH | 03.08.2018 | 0.010268 | Submitted vide Distribution True-up petition for 3rd control Period as Annexure-I | Submitted vide Distribution True-up petition for 3rd control Period as Annexure-I
1701 | Providing of earthing in Jubilee Hills S | GH NORTH | 03.08.2018 | 0.010268 | Submitted vide Distribution True-up petition for 3rd control Period as Annexure-I | Submitted vide Distribution True-up petition for 3rd control Period as Annexure-I
1702 | Providing of earthing in Jubilee Hills S | GH NORTH | 03.08.2018 | 0.010268 | Submitted vide Distribution True-up petition for 3rd control Period as Annexure-I | Submitted vide Distribution True-up petition for 3rd control Period as Annexure-I
1703 | Providing of earthing in Jubilee Hills S | GH NORTH | 03.08.2018 | 0.010268 | Submitted vide Distribution True-up petition for 3rd control Period as Annexure-I | Submitted vide Distribution True-up petition for 3rd control Period as Annexure-I
1704 | Providing of earthing in Jubilee Hills S | GH NORTH | 03.08.2018 | 0.010268 | Submitted vide Distribution True-up petition for 3rd control Period as Annexure-I | Submitted vide Distribution True-up petition for 3rd control Period as Annexure-I
1705 | Providing of earthing in Jubilee Hills S | GH NORTH | 03.08.2018 | 0.010268 | Submitted vide Distribution True-up petition for 3rd control Period as Annexure-I | Submitted vide Distribution True-up petition for 3rd control Period as Annexure-I
1706 | Providing of earthing in Jubilee Hills S | GH NORTH | 03.08.2018 | 0.010268 | Submitted vide Distribution True-up petition for 3rd control Period as Annexure-I | Submitted vide Distribution True-up petition for 3rd control Period as Annexure-I
1707 | REPLACEMENT OF 845 NOS 3-PH METERS IN FI | GH NORTH | 06.02.2019 | 0.18144 | Submitted vide Distribution True-up petition for 3rd control Period as Annexure-I | Submitted vide Distribution True-up petition for 3rd control Period as Annexure-I
1708 | LTM181020009 E/s to Sri.S.Bachan Singh E | GH NORTH | 28.07.2018 | 0.00021087 | Submitted vide Distribution True-up petition for 3rd control Period as Annexure-I | Submitted vide Distribution True-up petition for 3rd control Period as Annexure-I
1709 | Repl of OH LT Conductor with LT AB Cable | GH NORTH | 29.01.2019 | 0.04334 | Submitted vide Distribution True-up petition for 3rd control Period as Annexure-I | Submitted vide Distribution True-up petition for 3rd control Period as Annexure-I
1710 | Repl of OH LT Condutor with LT AB Cable | GH NORTH | 29.01.2019 | 0.043384 | Submitted vide Distribution True-up petition for 3rd control Period as Annexure-I | Submitted vide Distribution True-up petition for 3rd control Period as Annexure-I
1711 | Repl of OH LT Condutor with LT AB Cable | GH NORTH | 30.01.2019 | 0.043675 | Submitted vide Distribution True-up petition for 3rd control Period as Annexure-I | Submitted vide Distribution True-up petition for 3rd control Period as Annexure-I
1712 | AL902171171360, AL902171171366, AL902171 | GH NORTH | 06.01.2019 | 0.027949 | Submitted vide Distribution True-up petition for 3rd control Period as Annexure-I | Submitted vide Distribution True-up petition for 3rd control Period as Annexure-I
1713 | LTM186460011-Venkata Subramanyam Raju | GH NORTH | 30.07.2018 | 0.03098 | Submitted vide Distribution True-up petition for 3rd control Period as Annexure-I | Submitted vide Distribution True-up petition for 3rd control Period as Annexure-I
1714 | ,LTM171160061 Sri.Usha Rani Reddy,LTM171 | GH NORTH | 08.10.2018 | 0.025602 | Submitted vide Distribution True-up petition for 3rd control Period as Annexure-I | Submitted vide Distribution True-up petition for 3rd control Period as Annexure-I
1715 | LTM186460012-Manju surna | GH NORTH | 31.07.2018 | 0.035139 | Submitted vide Distribution True-up petition for 3rd control Period as Annexure-I | Submitted vide Distribution True-up petition for 3rd control Period as Annexure-I
1716 | E/S TO Nalini Gangardharan | GH NORTH | 08.10.2018 | 0.037399 | Submitted vide Distribution True-up petition for 3rd control Period as Annexure-I | Submitted vide Distribution True-up petition for 3rd control Period as Annexure-I
1717 | E/S TO Sri.Manoj Ramnani,AL902181252329/ | GH NORTH | 08.10.2018 | 0.020222 | Submitted vide Distribution True-up petition for 3rd control Period as Annexure-I | Submitted vide Distribution True-up petition for 3rd control Period as Annexure-I
1718 | E/S TO DR.Vijay Kumar Somani | GH NORTH | 08.10.2018 | 0.031125 | Submitted vide Distribution True-up petition for 3rd control Period as Annexure-I | Submitted vide Distribution True-up petition for 3rd control Period as Annexure-I
1719 | E/S Supply to Qualcon Homes,LTM181230004 | GH NORTH | 19.02.2019 | 0.026499 | Submitted vide Distribution True-up petition for 3rd control Period as Annexure-I | Submitted vide Distribution True-up petition for 3rd control Period as Annexure-I
1720 | E/S To Sri N.Abhinav Reddy | GH NORTH | 22.09.2018 | 0.032209 | Submitted vide Distribution True-up petition for 3rd control Period as Annexure-I | Submitted vide Distribution True-up petition for 3rd control Period as Annexure-I
1721 | LT Addl circuit in Clocktower section | GH NORTH | 10.01.2019 | 0.02701 | Submitted vide Distribution True-up petition for 3rd control Period as Annexure-I | Submitted vide Distribution True-up petition for 3rd control Period as Annexure-I
1722 | Re-conductoring of LT OH line on various | GH NORTH | 10.01.2019 | 0.019518 | Submitted vide Distribution True-up petition for 3rd control Period as Annexure-I | Submitted vide Distribution True-up petition for 3rd control Period as Annexure-I
1723 | REPLACEMENT OF 845 NOS 3-PH METERS IN BA | GH NORTH | 28.02.2019 | 0.18249 | Submitted vide Distribution True-up petition for 3rd control Period as Annexure-I | Submitted vide Distribution True-up petition for 3rd control Period as Annexure-I
1724 | NR902182321048 E/S TO COMISSIONER GHMC H | GH NORTH | 23.02.2019 | 0.026226 | Submitted vide Distribution True-up petition for 3rd control Period as Annexure-I | Submitted vide Distribution True-up petition for 3rd control Period as Annexure-I
1725 | Replacement of leaned poles at various l | GH NORTH | 22.10.2018 | 0.0060552 | Submitted vide Distribution True-up petition for 3rd control Period as Annexure-I | Submitted vide Distribution True-up petition for 3rd control Period as Annexure-I
1726 | LTM181120002 M.Goutham Chary PANEL BOARD | GH NORTH | 17.07.2018 | 0.00042174 | Submitted vide Distribution True-up petition for 3rd control Period as Annexure-I | Submitted vide Distribution True-up petition for 3rd control Period as Annexure-I
1727 | E/s LTM for Sri Suresh prasad sharma<( | GH NORTH | 22.10.2018 | 0.00036958 | Submitted vide Distribution True-up petition for 3rd control Period as Annexure-I | Submitted vide Distribution True-up petition for 3rd control Period as Annexure-I
1728 | E/S TO Sri.A.Sujatha,LTM181110014 | GH NORTH | 24.11.2018 | 0.025823 | Submitted vide Distribution True-up petition for 3rd control Period as Annexure-I | Submitted vide Distribution True-up petition for 3rd control Period as Annexure-I
1729 | E/S Supply to Muralidhar Rao,LTM18123001 | GH NORTH | 19.02.2019 | 0.0245 | Submitted vide Distribution True-up petition for 3rd control Period as Annexure-I | Submitted vide Distribution True-up petition for 3rd control Period as Annexure-I
1730 | Intl 11 KV Ambedkar Open University and | GH NORTH | 17.11.2018 | 0.1415 | Submitted vide Distribution True-up petition for 3rd control Period as Annexure-I | Submitted vide Distribution True-up petition for 3rd control Period as Annexure-I
1731 | Shifting of cables to 5WayRMU | GH NORTH | 27.12.2018 | 0.10523 | Submitted vide Distribution True-up petition for 3rd control Period as Annexure-I | Submitted vide Distribution True-up petition for 3rd control Period as Annexure-I
1732 | Shifting of cables from 3 Way to 5WayRMU | GH NORTH | 30.10.2018 | 0.094339 | Submitted vide Distribution True-up petition for 3rd control Period as Annexure-I | Submitted vide Distribution True-up petition for 3rd control Period as Annexure-I
1733 | Intl of 11 KV HPGas & Prasad UG fdrs | GH NORTH | 17.11.2018 | 0.11239 | Submitted vide Distribution True-up petition for 3rd control Period as Annexure-I | Submitted vide Distribution True-up petition for 3rd control Period as Annexure-I
1734 | LTM181110012 E/S TO MOHAMMED FAKRUDDIN | GH NORTH | 23.02.2019 | 0.00081307 | Submitted vide Distribution True-up petition for 3rd control Period as Annexure-I | Submitted vide Distribution True-up petition for 3rd control Period as Annexure-I
1735 | E/s For LTM of Sri UPPALA YADAGIRI. | GH NORTH | 12.07.2018 | 0.00070291 | Submitted vide Distribution True-up petition for 3rd control Period as Annexure-I | Submitted vide Distribution True-up petition for 3rd control Period as Annexure-I
1736 | E/s For LTM of Sri N. KRISHNA REDDY. | GH NORTH | 18.07.2018 | 0.00041414 | Submitted vide Distribution True-up petition for 3rd control Period as Annexure-I | Submitted vide Distribution True-up petition for 3rd control Period as Annexure-I
1737 | LTM181200004, B.GOPINATH | GH NORTH | 20.07.2018 | 0.00055472 | Submitted vide Distribution True-up petition for 3rd control Period as Annexure-I | Submitted vide Distribution True-up petition for 3rd control Period as Annexure-I
1738 | Sri.A Ram Reddy,HT64610964 | GH NORTH | 03.01.2019 | 0.027423 | Submitted vide Distribution True-up petition for 3rd control Period as Annexure-I | Submitted vide Distribution True-up petition for 3rd control Period as Annexure-I
1739 | Estimate for providing of Additional LT | GH NORTH | 25.01.2019 | 0.13477 | Submitted vide Distribution True-up petition for 3rd control Period as Annexure-I | Submitted vide Distribution True-up petition for 3rd control Period as Annexure-I
1740 | LTM181110022 E/S TO M.SAI SRIDEVI | GH NORTH | 04.01.2019 | 0.0006098 | Submitted vide Distribution True-up petition for 3rd control Period as Annexure-I | Submitted vide Distribution True-up petition for 3rd control Period as Annexure-I
1741 | E/s For LTM of Smt K. MYTHILI. | GH NORTH | 18.07.2018 | 0.00028116 | Submitted vide Distribution True-up petition for 3rd control Period as Annexure-I | Submitted vide Distribution True-up petition for 3rd control Period as Annexure-I
1742 | LTM181020013 E/s to Sri.Sara.Krishnaiah | GH NORTH | 03.10.2018 | 6.3901e-05 | Submitted vide Distribution True-up petition for 3rd control Period as Annexure-I | Submitted vide Distribution True-up petition for 3rd control Period as Annexure-I
1743 | E/S to Sri.N.Asha NR902182376542/13.04.2 | GH NORTH | 10.10.2018 | 0.0009629 | Submitted vide Distribution True-up petition for 3rd control Period as Annexure-I | Submitted vide Distribution True-up petition for 3rd control Period as Annexure-I
1744 | REPLACEMENT OF 800 S-╪ NON IR METERS | GH NORTH | 31.12.2018 | 0.065393 | Submitted vide Distribution True-up petition for 3rd control Period as Annexure-I | Submitted vide Distribution True-up petition for 3rd control Period as Annexure-I
1745 | REPLACEMENT OF 800 S-╪ NON IR METERS | GH NORTH | 28.01.2019 | 0.060282 | Submitted vide Distribution True-up petition for 3rd control Period as Annexure-I | Submitted vide Distribution True-up petition for 3rd control Period as Annexure-I
1746 | E/s For LTM of Sri A BALRAM. | GH NORTH | 18.07.2018 | 0.00027356 | Submitted vide Distribution True-up petition for 3rd control Period as Annexure-I | Submitted vide Distribution True-up petition for 3rd control Period as Annexure-I
1747 | E/s For LTM of Sri SHAIK MERAJ HUSSAIN. | GH NORTH | 18.07.2018 | 0.00027356 | Submitted vide Distribution True-up petition for 3rd control Period as Annexure-I | Submitted vide Distribution True-up petition for 3rd control Period as Annexure-I
1748 | E/S to Smt.G.Neelima Devi ,LTM186460010 | GH NORTH | 08.03.2019 | 0.086291 | Submitted vide Distribution True-up petition for 3rd control Period as Annexure-I | Submitted vide Distribution True-up petition for 3rd control Period as Annexure-I
1749 | LTM181100006 Sri.Madhu Mohan Reddy-63kVA | GH NORTH | 06.10.2018 | 0.022201 | Submitted vide Distribution True-up petition for 3rd control Period as Annexure-I | Submitted vide Distribution True-up petition for 3rd control Period as Annexure-I
1750 | LTM181120003 Smt.P.Sujatha 63kva DTR | GH NORTH | 13.11.2018 | 0.02833 | Submitted vide Distribution True-up petition for 3rd control Period as Annexure-I | Submitted vide Distribution True-up petition for 3rd control Period as Annexure-I
1751 | E/s For LTM of Sri P. ANANDA DAVID RAJU. | GH NORTH | 12.07.2018 | 0.00055472 | Submitted vide Distribution True-up petition for 3rd control Period as Annexure-I | Submitted vide Distribution True-up petition for 3rd control Period as Annexure-I
1752 | E/s For LTM of Sri P. SATYANARAYANA. | GH NORTH | 12.07.2018 | 0.00055472 | Submitted vide Distribution True-up petition for 3rd control Period as Annexure-I | Submitted vide Distribution True-up petition for 3rd control Period as Annexure-I
1753 | LTM181040005. Sri R.VIJAY KUMAR Panel Bo | GH NORTH | 23.10.2018 | 0.00028116 | Submitted vide Distribution True-up petition for 3rd control Period as Annexure-I | Submitted vide Distribution True-up petition for 3rd control Period as Annexure-I
1754 | LTM181020012 E/s to Smt. Amutul Waheed E | GH NORTH | 28.07.2018 | 0.00042174 | Submitted vide Distribution True-up petition for 3rd control Period as Annexure-I | Submitted vide Distribution True-up petition for 3rd control Period as Annexure-I
1755 | E/s For LTM of Sri MOHD ANWAR. | GH NORTH | 12.07.2018 | 0.00049204 | Submitted vide Distribution True-up petition for 3rd control Period as Annexure-I | Submitted vide Distribution True-up petition for 3rd control Period as Annexure-I
1756 | E/s For LTM of Smt A SATYAVATHY & OTHERS | GH NORTH | 19.07.2018 | 0.00054711 | Submitted vide Distribution True-up petition for 3rd control Period as Annexure-I | Submitted vide Distribution True-up petition for 3rd control Period as Annexure-I
1757 | ,LTM186460013- Satya Kumar Yadav | GH NORTH | 03.01.2019 | 0.022942 | Submitted vide Distribution True-up petition for 3rd control Period as Annexure-I | Submitted vide Distribution True-up petition for 3rd control Period as Annexure-I
1758 | , E/S TO M/S.Virinchi Developers,LTM1811 | GH NORTH | 08.10.2018 | 0.022244 | Submitted vide Distribution True-up petition for 3rd control Period as Annexure-I | Submitted vide Distribution True-up petition for 3rd control Period as Annexure-I
1759 | E/S Supply to L.Vinay Kumar,LTM171230047 | GH NORTH | 27.12.2018 | 0.022307 | Submitted vide Distribution True-up petition for 3rd control Period as Annexure-I | Submitted vide Distribution True-up petition for 3rd control Period as Annexure-I
1760 | E/S Supply to Ashok Kumar Jain,LTM181230 | GH NORTH | 27.12.2018 | 0.02479 | Submitted vide Distribution True-up petition for 3rd control Period as Annexure-I | Submitted vide Distribution True-up petition for 3rd control Period as Annexure-I
1761 | , LTM171020019 E/s to Smt.Kuldeep Kour & | GH NORTH | 26.02.2019 | 0.00035145 | Submitted vide Distribution True-up petition for 3rd control Period as Annexure-I | Submitted vide Distribution True-up petition for 3rd control Period as Annexure-I
1762 | LTM181020014 E/s to Smt.G.Padmavathi Ere | GH NORTH | 03.10.2018 | 0.00080305 | Submitted vide Distribution True-up petition for 3rd control Period as Annexure-I | Submitted vide Distribution True-up petition for 3rd control Period as Annexure-I
1763 | E/s For LTM of Mr. MUJEEBULLAH KHAN. | GH NORTH | 18.07.2018 | 0.00021087 | Submitted vide Distribution True-up petition for 3rd control Period as Annexure-I | Submitted vide Distribution True-up petition for 3rd control Period as Annexure-I
1764 | LTM181110025 E/S TO SHAIK MASTAN BEE | GH NORTH | 04.01.2019 | 0.00028116 | Submitted vide Distribution True-up petition for 3rd control Period as Annexure-I | Submitted vide Distribution True-up petition for 3rd control Period as Annexure-I
1765 | E/S Supply to Sree Salasar Enterprises,L | GH NORTH | 27.12.2018 | 0.041812 | Submitted vide Distribution True-up petition for 3rd control Period as Annexure-I | Submitted vide Distribution True-up petition for 3rd control Period as Annexure-I
1766 | LTM181110026 E/S TO VENKAT KEDDY | GH NORTH | 04.01.2019 | 0.00042174 | Submitted vide Distribution True-up petition for 3rd control Period as Annexure-I | Submitted vide Distribution True-up petition for 3rd control Period as Annexure-I
1767 | Replacement of 11 KV AB cable | GH NORTH | 30.10.2018 | 0.057613 | Submitted vide Distribution True-up petition for 3rd control Period as Annexure-I | Submitted vide Distribution True-up petition for 3rd control Period as Annexure-I
1768 | Replacement of 11 KV AB cable | GH NORTH | 27.10.2018 | 0.057794 | Submitted vide Distribution True-up petition for 3rd control Period as Annexure-I | Submitted vide Distribution True-up petition for 3rd control Period as Annexure-I
1769 | E/S TO Sri.Y.Ravi Shankar,AL902181268024 | GH NORTH | 27.10.2018 | 0.024211 | Submitted vide Distribution True-up petition for 3rd control Period as Annexure-I | Submitted vide Distribution True-up petition for 3rd control Period as Annexure-I
1770 | NR902182379544-Dilpreet singh Wasu and o | GH NORTH | 01.10.2018 | 0.0009629 | Submitted vide Distribution True-up petition for 3rd control Period as Annexure-I | Submitted vide Distribution True-up petition for 3rd control Period as Annexure-I
1771 | E/s For LTM of Sri B SANDEEP. | GH NORTH | 18.07.2018 | 0.00063262 | Submitted vide Distribution True-up petition for 3rd control Period as Annexure-I | Submitted vide Distribution True-up petition for 3rd control Period as Annexure-I
1772 | LTM181200005, M.NARSIMHA | GH NORTH | 20.07.2018 | 0.00056233 | Submitted vide Distribution True-up petition for 3rd control Period as Annexure-I | Submitted vide Distribution True-up petition for 3rd control Period as Annexure-I
1773 | LTM181200007 smt.AFZAL BEGUM | GH NORTH | 20.07.2018 | 0.00035145 | Submitted vide Distribution True-up petition for 3rd control Period as Annexure-I | Submitted vide Distribution True-up petition for 3rd control Period as Annexure-I
1774 | LTM181200006, MR.MOHAMMED PASHA | GH NORTH | 20.07.2018 | 0.00049204 | Submitted vide Distribution True-up petition for 3rd control Period as Annexure-I | Submitted vide Distribution True-up petition for 3rd control Period as Annexure-I
1775 | AL902181275040,SRINIVASA RAO | GH NORTH | 29.08.2018 | 0.0010567 | Submitted vide Distribution True-up petition for 3rd control Period as Annexure-I | Submitted vide Distribution True-up petition for 3rd control Period as Annexure-I
1776 | LTM181200010 smt.K.VIJAYA | GH NORTH | 20.07.2018 | 0.00049204 | Submitted vide Distribution True-up petition for 3rd control Period as Annexure-I | Submitted vide Distribution True-up petition for 3rd control Period as Annexure-I
1777 | LTM171200024, Smt.K.Jyothi | GH NORTH | 27.08.2018 | 0.00042174 | Submitted vide Distribution True-up petition for 3rd control Period as Annexure-I | Submitted vide Distribution True-up petition for 3rd control Period as Annexure-I
1778 | E/S Supply to Dinesh Mansingh,LTM1812300 | GH NORTH | 27.12.2018 | 0.027392 | Submitted vide Distribution True-up petition for 3rd control Period as Annexure-I | Submitted vide Distribution True-up petition for 3rd control Period as Annexure-I
1779 | Khursheeda Begum | GH NORTH | 05.02.2019 | 0.00042174 | Submitted vide Distribution True-up petition for 3rd control Period as Annexure-I | Submitted vide Distribution True-up petition for 3rd control Period as Annexure-I
1780 | E/s for Sri MUSTI SHOBA. | GH NORTH | 22.10.2018 | 0.0003195 | Submitted vide Distribution True-up petition for 3rd control Period as Annexure-I | Submitted vide Distribution True-up petition for 3rd control Period as Annexure-I
1781 | ,LTM186460016-Raigir Himakar | GH NORTH | 24.09.2018 | 0.027133 | Submitted vide Distribution True-up petition for 3rd control Period as Annexure-I | Submitted vide Distribution True-up petition for 3rd control Period as Annexure-I
1782 | B.Anil Kumar | GH NORTH | 20.10.2018 | 0.0004473 | Submitted vide Distribution True-up petition for 3rd control Period as Annexure-I | Submitted vide Distribution True-up petition for 3rd control Period as Annexure-I
1783 | C.Mahandha | GH NORTH | 11.10.2018 | 0.00098407 | Submitted vide Distribution True-up petition for 3rd control Period as Annexure-I | Submitted vide Distribution True-up petition for 3rd control Period as Annexure-I
1784 | LTM181200009 smt.G.SUGUNA | GH NORTH | 19.07.2018 | 0.00028116 | Submitted vide Distribution True-up petition for 3rd control Period as Annexure-I | Submitted vide Distribution True-up petition for 3rd control Period as Annexure-I
1785 | LTM181200013, V.MOUNICA | GH NORTH | 19.07.2018 | 0.00028116 | Submitted vide Distribution True-up petition for 3rd control Period as Annexure-I | Submitted vide Distribution True-up petition for 3rd control Period as Annexure-I
1786 | LTM181200003, MOHAMMED ASIF | GH NORTH | 20.07.2018 | 0.0006953 | Submitted vide Distribution True-up petition for 3rd control Period as Annexure-I | Submitted vide Distribution True-up petition for 3rd control Period as Annexure-I
1787 | LTM181200011, SYED LAYAQ ALI | GH NORTH | 20.07.2018 | 0.00056233 | Submitted vide Distribution True-up petition for 3rd control Period as Annexure-I | Submitted vide Distribution True-up petition for 3rd control Period as Annexure-I
1788 | LTM181200012, smt.K.LALITHA | GH NORTH | 20.07.2018 | 0.00035145 | Submitted vide Distribution True-up petition for 3rd control Period as Annexure-I | Submitted vide Distribution True-up petition for 3rd control Period as Annexure-I
1789 | E/s For LTM of Sri UMESH JAJU & OTHERS. | GH NORTH | 18.07.2018 | 0.00042174 | Submitted vide Distribution True-up petition for 3rd control Period as Annexure-I | Submitted vide Distribution True-up petition for 3rd control Period as Annexure-I
1790 | LTM181100001 Sri. M. Jyothi Swaroop | GH NORTH | 25.08.2018 | 0.00057511 | Submitted vide Distribution True-up petition for 3rd control Period as Annexure-I | Submitted vide Distribution True-up petition for 3rd control Period as Annexure-I
1791 | Laying of 11KV UG Cable and erection of | GH NORTH | 02.11.2018 | 0.068349 | Submitted vide Distribution True-up petition for 3rd control Period as Annexure-I | Submitted vide Distribution True-up petition for 3rd control Period as Annexure-I
1792 | Laying 11kV 185 S.Run AR CC/BT cm.ctgLay | GH NORTH | 02.11.2018 | 0.036477 | Submitted vide Distribution True-up petition for 3rd control Period as Annexure-I | Submitted vide Distribution True-up petition for 3rd control Period as Annexure-I
1793 | Intl of 11KV Eyedrusti & Udyognagar fdrs | GH NORTH | 30.10.2018 | 0.012331 | Submitted vide Distribution True-up petition for 3rd control Period as Annexure-I | Submitted vide Distribution True-up petition for 3rd control Period as Annexure-I
1794 | E/s for Sri B.Radha. | GH NORTH | 22.10.2018 | 0.00044039 | Submitted vide Distribution True-up petition for 3rd control Period as Annexure-I | Submitted vide Distribution True-up petition for 3rd control Period as Annexure-I
1795 | E/S To Sri.A.Ravi Prasad Rao & A. Giridh | GH NORTH | 25.09.2018 | 0.028485 | Submitted vide Distribution True-up petition for 3rd control Period as Annexure-I | Submitted vide Distribution True-up petition for 3rd control Period as Annexure-I
1796 | E/S TO Sri.K.Chandra Mohan Reddy,LTM1811 | GH NORTH | 08.10.2018 | 0.023396 | Submitted vide Distribution True-up petition for 3rd control Period as Annexure-I | Submitted vide Distribution True-up petition for 3rd control Period as Annexure-I
1797 | LTM181040006. Sri K.G.PRIYANKA Panel Boa | GH NORTH | 23.10.2018 | 0.0002556 | Submitted vide Distribution True-up petition for 3rd control Period as Annexure-I | Submitted vide Distribution True-up petition for 3rd control Period as Annexure-I
1798 | LTM171120013 E/S TO M/S.K.S.R.Constrctio | GH NORTH | 13.11.2018 | 0.00081307 | Submitted vide Distribution True-up petition for 3rd control Period as Annexure-I | Submitted vide Distribution True-up petition for 3rd control Period as Annexure-I
1799 | Addl. Qty. E/s for Conv. 11KV OH to 11KV | GH NORTH | 30.10.2018 | 0.020343 | Submitted vide Distribution True-up petition for 3rd control Period as Annexure-I | Submitted vide Distribution True-up petition for 3rd control Period as Annexure-I
1800 | LTM181110011 E/S TO SETTIPALLI RAMADEVI | GH NORTH | 04.01.2019 | 0.023724 | Submitted vide Distribution True-up petition for 3rd control Period as Annexure-I | Submitted vide Distribution True-up petition for 3rd control Period as Annexure-I
1801 | AL902181269965, AL902181269979 SMT S RAS | GH NORTH | 06.01.2019 | 0.025716 | Submitted vide Distribution True-up petition for 3rd control Period as Annexure-I | Submitted vide Distribution True-up petition for 3rd control Period as Annexure-I
1802 | E/s For LTM of Sri Y MADHU KUMAR. | GH NORTH | 18.07.2018 | 0.00056233 | Submitted vide Distribution True-up petition for 3rd control Period as Annexure-I | Submitted vide Distribution True-up petition for 3rd control Period as Annexure-I
1803 | LTM181200017,P.SAKKUBAI | GH NORTH | 20.07.2018 | 0.00061741 | Submitted vide Distribution True-up petition for 3rd control Period as Annexure-I | Submitted vide Distribution True-up petition for 3rd control Period as Annexure-I
1804 | LTM181020015 E/S M/S. Redwood Constructi | GH NORTH | 26.02.2019 | 0.027044 | Submitted vide Distribution True-up petition for 3rd control Period as Annexure-I | Submitted vide Distribution True-up petition for 3rd control Period as Annexure-I
1805 | LTM181030012 Smt.N.MANGABAI PANEL BOARD | GH NORTH | 05.02.2019 | 0.0006953 | Submitted vide Distribution True-up petition for 3rd control Period as Annexure-I | Submitted vide Distribution True-up petition for 3rd control Period as Annexure-I
1806 | E/s For LTM of Sri BERNARD ANTHONY WILSO | GH NORTH | 18.07.2018 | 0.00035145 | Submitted vide Distribution True-up petition for 3rd control Period as Annexure-I | Submitted vide Distribution True-up petition for 3rd control Period as Annexure-I
1807 | E/s For LTM of Sri G UMAMESHWAR RAO. | GH NORTH | 18.07.2018 | 0.00035145 | Submitted vide Distribution True-up petition for 3rd control Period as Annexure-I | Submitted vide Distribution True-up petition for 3rd control Period as Annexure-I
1808 | LTM181020016 E/s to Smt.Nasipireddy Sril | GH NORTH | 03.10.2018 | 0.00018479 | Submitted vide Distribution True-up petition for 3rd control Period as Annexure-I | Submitted vide Distribution True-up petition for 3rd control Period as Annexure-I
1809 | LTM181200015 Sri Naveen Kumar Bafna | GH NORTH | 20.07.2018 | 0.00056233 | Submitted vide Distribution True-up petition for 3rd control Period as Annexure-I | Submitted vide Distribution True-up petition for 3rd control Period as Annexure-I
1810 | LTM181200018, M.BHARATHI BAI | GH NORTH | 20.07.2018 | 0.00035145 | Submitted vide Distribution True-up petition for 3rd control Period as Annexure-I | Submitted vide Distribution True-up petition for 3rd control Period as Annexure-I
1811 | E/s For LTM of Smt GAYRSI DEVI KUMAWAT. | GH NORTH | 18.07.2018 | 0.00041414 | Submitted vide Distribution True-up petition for 3rd control Period as Annexure-I | Submitted vide Distribution True-up petition for 3rd control Period as Annexure-I
1812 | LTM181120004 Mohd Abdul Asim BOARD | GH NORTH | 13.11.2018 | 0.00042174 | Submitted vide Distribution True-up petition for 3rd control Period as Annexure-I | Submitted vide Distribution True-up petition for 3rd control Period as Annexure-I
1813 | LTM181200016, ABDUL MAZID | GH NORTH | 19.07.2018 | 0.00056233 | Submitted vide Distribution True-up petition for 3rd control Period as Annexure-I | Submitted vide Distribution True-up petition for 3rd control Period as Annexure-I
1814 | E/s For LTM of Sri Y NARASIMHA RAJ & OTH | GH NORTH | 18.07.2018 | 0.00049204 | Submitted vide Distribution True-up petition for 3rd control Period as Annexure-I | Submitted vide Distribution True-up petition for 3rd control Period as Annexure-I
1815 | D SHAMALA | GH NORTH | 22.10.2018 | 0.00082379 | Submitted vide Distribution True-up petition for 3rd control Period as Annexure-I | Submitted vide Distribution True-up petition for 3rd control Period as Annexure-I
1816 | E/s For LTM of Mr. MD HABEEB UR RAHMAN. | GH NORTH | 18.07.2018 | 0.00042174 | Submitted vide Distribution True-up petition for 3rd control Period as Annexure-I | Submitted vide Distribution True-up petition for 3rd control Period as Annexure-I
1817 | E/s For LTM of Sri K SAIBABA. | GH NORTH | 18.07.2018 | 0.00049204 | Submitted vide Distribution True-up petition for 3rd control Period as Annexure-I | Submitted vide Distribution True-up petition for 3rd control Period as Annexure-I
1818 | LTM181030013 Smt.Kuna.Indira PANEL BOARD | GH NORTH | 05.02.2019 | 0.00049204 | Submitted vide Distribution True-up petition for 3rd control Period as Annexure-I | Submitted vide Distribution True-up petition for 3rd control Period as Annexure-I
1819 | E/s For LTM of Sri SANJAY KUMAR GUPTA. | GH NORTH | 18.07.2018 | 0.00063262 | Submitted vide Distribution True-up petition for 3rd control Period as Annexure-I | Submitted vide Distribution True-up petition for 3rd control Period as Annexure-I
1820 | Mohammed.Asad | GH NORTH | 11.10.2018 | 0.00056233 | Submitted vide Distribution True-up petition for 3rd control Period as Annexure-I | Submitted vide Distribution True-up petition for 3rd control Period as Annexure-I
1821 | E/s For LTM of Sri ISHWAR BANSAL. | GH NORTH | 18.07.2018 | 0.00042174 | Submitted vide Distribution True-up petition for 3rd control Period as Annexure-I | Submitted vide Distribution True-up petition for 3rd control Period as Annexure-I
1822 | LTM181120005 K.Malathi | GH NORTH | 13.11.2018 | 0.00048443 | Submitted vide Distribution True-up petition for 3rd control Period as Annexure-I | Submitted vide Distribution True-up petition for 3rd control Period as Annexure-I
1823 | E/S Supply to Sanjay Agarwal, AL90218126 | GH NORTH | 19.02.2019 | 0.02869 | Submitted vide Distribution True-up petition for 3rd control Period as Annexure-I | Submitted vide Distribution True-up petition for 3rd control Period as Annexure-I
1824 | ,NR902182384395 Sri.Tara Chand Bansal | GH NORTH | 23.02.2019 | 0.00095983 | Submitted vide Distribution True-up petition for 3rd control Period as Annexure-I | Submitted vide Distribution True-up petition for 3rd control Period as Annexure-I
1825 | LTM186460018-V.Niranjan reddy | GH NORTH | 24.09.2018 | 0.081462 | Submitted vide Distribution True-up petition for 3rd control Period as Annexure-I | Submitted vide Distribution True-up petition for 3rd control Period as Annexure-I
1826 | M/s.Nayan Hardware Private Limited, HT64 | GH NORTH | 03.01.2019 | 0.022479 | Submitted vide Distribution True-up petition for 3rd control Period as Annexure-I | Submitted vide Distribution True-up petition for 3rd control Period as Annexure-I
1827 | Shabeer Ahmed | GH NORTH | 22.10.2018 | 0.00021087 | Submitted vide Distribution True-up petition for 3rd control Period as Annexure-I | Submitted vide Distribution True-up petition for 3rd control Period as Annexure-I
1828 | E/s For LTM of Smt V. VIJAYA KUMARI. | GH NORTH | 18.07.2018 | 0.00021087 | Submitted vide Distribution True-up petition for 3rd control Period as Annexure-I | Submitted vide Distribution True-up petition for 3rd control Period as Annexure-I
1829 | Yamsani Sowmya | GH NORTH | 22.10.2018 | 0.00083071 | Submitted vide Distribution True-up petition for 3rd control Period as Annexure-I | Submitted vide Distribution True-up petition for 3rd control Period as Annexure-I
1830 | E/S TO M/s.S.S.Builders | GH NORTH | 25.09.2018 | 0.025498 | Submitted vide Distribution True-up petition for 3rd control Period as Annexure-I | Submitted vide Distribution True-up petition for 3rd control Period as Annexure-I
1831 | E/s for Sri B.Balaiah. | GH NORTH | 05.02.2019 | 0.00048443 | Submitted vide Distribution True-up petition for 3rd control Period as Annexure-I | Submitted vide Distribution True-up petition for 3rd control Period as Annexure-I
1832 | Reports accompany the estimate for Renov | GH NORTH | 27.10.2018 | 0.014532 | Submitted vide Distribution True-up petition for 3rd control Period as Annexure-I | Submitted vide Distribution True-up petition for 3rd control Period as Annexure-I
1833 | Prov of ladies toilet at Madhapur | GH NORTH | 30.10.2018 | 0.020679 | Submitted vide Distribution True-up petition for 3rd control Period as Annexure-I | Submitted vide Distribution True-up petition for 3rd control Period as Annexure-I
1834 | Damaged widows repairs at stone build | GH NORTH | 27.10.2018 | 0.019575 | Submitted vide Distribution True-up petition for 3rd control Period as Annexure-I | Submitted vide Distribution True-up petition for 3rd control Period as Annexure-I
1835 | Prov high raised wooden flooring | GH NORTH | 27.10.2018 | 0.019333 | Submitted vide Distribution True-up petition for 3rd control Period as Annexure-I | Submitted vide Distribution True-up petition for 3rd control Period as Annexure-I
1836 | Reno of gents & Ladies toilet CGM/MZ | GH NORTH | 23.02.2019 | 0.018573 | Submitted vide Distribution True-up petition for 3rd control Period as Annexure-I | Submitted vide Distribution True-up petition for 3rd control Period as Annexure-I
1837 | Reports accompany the estimate for Renov | GH NORTH | 27.10.2018 | 0.014802 | Submitted vide Distribution True-up petition for 3rd control Period as Annexure-I | Submitted vide Distribution True-up petition for 3rd control Period as Annexure-I
1838 | Prov of Tar Felting in stone build at B' | GH NORTH | 27.10.2018 | 0.0084204 | Submitted vide Distribution True-up petition for 3rd control Period as Annexure-I | Submitted vide Distribution True-up petition for 3rd control Period as Annexure-I
1839 | Prov 2 ton split AC of SE/OP/B' Hills | GH NORTH | 27.10.2018 | 0.0098361 | Submitted vide Distribution True-up petition for 3rd control Period as Annexure-I | Submitted vide Distribution True-up petition for 3rd control Period as Annexure-I
1840 | Estimate for erection of solar Panels on | GH NORTH | 01.03.2019 | 2.3011 | Submitted vide Distribution True-up petition for 3rd control Period as Annexure-I | Submitted vide Distribution True-up petition for 3rd control Period as Annexure-I
1841 | E/S Supply to Nagalla Anuradha,LTM181230 | GH NORTH | 18.02.2019 | 0.034481 | Submitted vide Distribution True-up petition for 3rd control Period as Annexure-I | Submitted vide Distribution True-up petition for 3rd control Period as Annexure-I
1842 | E/s For LTM of Sri SYEDSARFARAZ & OTHERS | GH NORTH | 23.10.2018 | 0.00034385 | Submitted vide Distribution True-up petition for 3rd control Period as Annexure-I | Submitted vide Distribution True-up petition for 3rd control Period as Annexure-I
1843 | E/S TO Sri.OM Prakash LTM181160019/21.03 | GH NORTH | 08.03.2019 | 0.037765 | Submitted vide Distribution True-up petition for 3rd control Period as Annexure-I | Submitted vide Distribution True-up petition for 3rd control Period as Annexure-I
1844 | E/S TO Smt.Venkata Subbamma LTM181160032 | GH NORTH | 08.10.2018 | 0.032916 | Submitted vide Distribution True-up petition for 3rd control Period as Annexure-I | Submitted vide Distribution True-up petition for 3rd control Period as Annexure-I
1845 | LTM181030014 Smt.ZEENATH BEGUM PANEL BOA | GH NORTH | 05.02.2019 | 0.00049204 | Submitted vide Distribution True-up petition for 3rd control Period as Annexure-I | Submitted vide Distribution True-up petition for 3rd control Period as Annexure-I
1846 | E/S Supply to Madhavi Reddy & Others,LTM | GH NORTH | 27.12.2018 | 0.035465 | Submitted vide Distribution True-up petition for 3rd control Period as Annexure-I | Submitted vide Distribution True-up petition for 3rd control Period as Annexure-I
1847 | NR902182440772-Prem chand poddar | GH NORTH | 04.10.2018 | 0.0009629 | Submitted vide Distribution True-up petition for 3rd control Period as Annexure-I | Submitted vide Distribution True-up petition for 3rd control Period as Annexure-I
1848 | LTM181160015-trendz ventures,P.no.25 | GH NORTH | 24.09.2018 | 0.027583 | Submitted vide Distribution True-up petition for 3rd control Period as Annexure-I | Submitted vide Distribution True-up petition for 3rd control Period as Annexure-I
1849 | E/s For LTM of Sri DHARMA RAO SETTY. | GH NORTH | 23.10.2018 | 0.00049204 | Submitted vide Distribution True-up petition for 3rd control Period as Annexure-I | Submitted vide Distribution True-up petition for 3rd control Period as Annexure-I
1850 | E/s For LTM of Sri DURISATI SRIKANTH. | GH NORTH | 23.10.2018 | 0.00049204 | Submitted vide Distribution True-up petition for 3rd control Period as Annexure-I | Submitted vide Distribution True-up petition for 3rd control Period as Annexure-I
1851 | LTM186460002-alapati sunita | GH NORTH | 08.10.2018 | 0.033764 | Submitted vide Distribution True-up petition for 3rd control Period as Annexure-I | Submitted vide Distribution True-up petition for 3rd control Period as Annexure-I
1852 | E/S to Replacement of 70sqmm instead of | GH NORTH | 25.01.2019 | 0.15493 | Submitted vide Distribution True-up petition for 3rd control Period as Annexure-I | Submitted vide Distribution True-up petition for 3rd control Period as Annexure-I
1853 | STG OF AB CABLE MADHAPUR SECTION. | GH NORTH | 28.01.2019 | 0.11256 | Submitted vide Distribution True-up petition for 3rd control Period as Annexure-I | Submitted vide Distribution True-up petition for 3rd control Period as Annexure-I
1854 | E/S Supply to Namrata Shirodkar,AL902181 | GH NORTH | 18.02.2019 | 0.014212 | Submitted vide Distribution True-up petition for 3rd control Period as Annexure-I | Submitted vide Distribution True-up petition for 3rd control Period as Annexure-I
1855 | Reconductoring | GH NORTH | 02.08.2018 | 2.6822 | Submitted vide Distribution True-up petition for 3rd control Period as Annexure-I | Submitted vide Distribution True-up petition for 3rd control Period as Annexure-I
1856 | E/S TO Sri.Ajay Kumar Bansal & Sanjay Ku | GH NORTH | 26.09.2018 | 0.02898 | Submitted vide Distribution True-up petition for 3rd control Period as Annexure-I | Submitted vide Distribution True-up petition for 3rd control Period as Annexure-I
1857 | B.BALAMANI | GH NORTH | 22.10.2018 | 0.00044039 | Submitted vide Distribution True-up petition for 3rd control Period as Annexure-I | Submitted vide Distribution True-up petition for 3rd control Period as Annexure-I
1858 | E/S Supply to Manish Kumar,NR90218236095 | GH NORTH | 27.12.2018 | 0.021286 | Submitted vide Distribution True-up petition for 3rd control Period as Annexure-I | Submitted vide Distribution True-up petition for 3rd control Period as Annexure-I
1859 | E/S TO M/S.Sarah Construction,LTM1811600 | GH NORTH | 08.10.2018 | 0.022089 | Submitted vide Distribution True-up petition for 3rd control Period as Annexure-I | Submitted vide Distribution True-up petition for 3rd control Period as Annexure-I
1860 | E/s for Sri R.GODHAVARI. | GH NORTH | 22.10.2018 | 0.0002556 | Submitted vide Distribution True-up petition for 3rd control Period as Annexure-I | Submitted vide Distribution True-up petition for 3rd control Period as Annexure-I
1861 | E/s for Sri KOYADDA GEETHA. | GH NORTH | 22.10.2018 | 0.0003195 | Submitted vide Distribution True-up petition for 3rd control Period as Annexure-I | Submitted vide Distribution True-up petition for 3rd control Period as Annexure-I
1862 | Gudala Hamsamma | GH NORTH | 22.10.2018 | 0.00050429 | Submitted vide Distribution True-up petition for 3rd control Period as Annexure-I | Submitted vide Distribution True-up petition for 3rd control Period as Annexure-I
1863 | LTM181040010, NOOR AHMED PASHA | GH NORTH | 16.02.2019 | 0.00035145 | Submitted vide Distribution True-up petition for 3rd control Period as Annexure-I | Submitted vide Distribution True-up petition for 3rd control Period as Annexure-I
1864 | LTM181020017 E/S M/S. Sai Krishna Indust | GH NORTH | 04.10.2018 | 0.021944 | Submitted vide Distribution True-up petition for 3rd control Period as Annexure-I | Submitted vide Distribution True-up petition for 3rd control Period as Annexure-I
1865 | E/s For LTM of Sri P DASHRATH | GH NORTH | 25.10.2018 | 0.00042174 | Submitted vide Distribution True-up petition for 3rd control Period as Annexure-I | Submitted vide Distribution True-up petition for 3rd control Period as Annexure-I
1866 | E/s For LTM of Sri KHAJA SALAHUDDIN | GH NORTH | 25.10.2018 | 0.00014058 | Submitted vide Distribution True-up petition for 3rd control Period as Annexure-I | Submitted vide Distribution True-up petition for 3rd control Period as Annexure-I
1867 | E/s For LTM of Sri THEM BHARTHI SADANAN | GH NORTH | 25.10.2018 | 0.00028116 | Submitted vide Distribution True-up petition for 3rd control Period as Annexure-I | Submitted vide Distribution True-up petition for 3rd control Period as Annexure-I
1868 | E/s for Sri M.Chandra Kala. | GH NORTH | 29.10.2018 | 0.0003195 | Submitted vide Distribution True-up petition for 3rd control Period as Annexure-I | Submitted vide Distribution True-up petition for 3rd control Period as Annexure-I
1869 | E/s for Sri JAGDEVI SHIVMURTI DHANASHRI | GH NORTH | 29.10.2018 | 0.00035145 | Submitted vide Distribution True-up petition for 3rd control Period as Annexure-I | Submitted vide Distribution True-up petition for 3rd control Period as Annexure-I
1870 | E/s for Sri SHAIK MUNEER | GH NORTH | 29.10.2018 | 0.00049204 | Submitted vide Distribution True-up petition for 3rd control Period as Annexure-I | Submitted vide Distribution True-up petition for 3rd control Period as Annexure-I
1871 | LTM181020021 E/s to Smt. B. Sarika | GH NORTH | 03.10.2018 | 0.0003195 | Submitted vide Distribution True-up petition for 3rd control Period as Annexure-I | Submitted vide Distribution True-up petition for 3rd control Period as Annexure-I
1872 | Sri.PURSHOTTAM RAJASTHANA & OTHERS | GH NORTH | 04.10.2018 | 0.025699 | Submitted vide Distribution True-up petition for 3rd control Period as Annexure-I | Submitted vide Distribution True-up petition for 3rd control Period as Annexure-I
1873 | E/s to Sri Santhosh and others | GH NORTH | 26.02.2019 | 0.028334 | Submitted vide Distribution True-up petition for 3rd control Period as Annexure-I | Submitted vide Distribution True-up petition for 3rd control Period as Annexure-I
1874 | CH.ILAMMA | GH NORTH | 05.02.2019 | 0.0003834 | Submitted vide Distribution True-up petition for 3rd control Period as Annexure-I | Submitted vide Distribution True-up petition for 3rd control Period as Annexure-I
1875 | Mohammed Abraar Ahmed | GH NORTH | 05.02.2019 | 0.0003834 | Submitted vide Distribution True-up petition for 3rd control Period as Annexure-I | Submitted vide Distribution True-up petition for 3rd control Period as Annexure-I
1876 | E/s for Sri Mudugu Manisha. | GH NORTH | 29.10.2018 | 0.0006098 | Submitted vide Distribution True-up petition for 3rd control Period as Annexure-I | Submitted vide Distribution True-up petition for 3rd control Period as Annexure-I
1877 | LTM171110003 E/S TO M/S LEGEND ESTATES P | GH NORTH | 24.09.2018 | 0.048116 | Submitted vide Distribution True-up petition for 3rd control Period as Annexure-I | Submitted vide Distribution True-up petition for 3rd control Period as Annexure-I
1878 | LTM186460007-G.Parvathalu | GH NORTH | 01.10.2018 | 0.0003834 | Submitted vide Distribution True-up petition for 3rd control Period as Annexure-I | Submitted vide Distribution True-up petition for 3rd control Period as Annexure-I
1879 | E/s For LTM of Sri S NARAYANA | GH NORTH | 23.10.2018 | 0.00035145 | Submitted vide Distribution True-up petition for 3rd control Period as Annexure-I | Submitted vide Distribution True-up petition for 3rd control Period as Annexure-I
1880 | E/s For LTM of Sri B SREERAMULU | GH NORTH | 23.10.2018 | 0.00049204 | Submitted vide Distribution True-up petition for 3rd control Period as Annexure-I | Submitted vide Distribution True-up petition for 3rd control Period as Annexure-I
1881 | E/s For LTM of Sri V IMMANUEL. | GH NORTH | 26.10.2018 | 0.00040653 | Submitted vide Distribution True-up petition for 3rd control Period as Annexure-I | Submitted vide Distribution True-up petition for 3rd control Period as Annexure-I
1882 | E/s For LTM of Sri P SRINIVAS & OTHERS. | GH NORTH | 06.10.2018 | 0.035265 | Submitted vide Distribution True-up petition for 3rd control Period as Annexure-I | Submitted vide Distribution True-up petition for 3rd control Period as Annexure-I
1883 | E/S to Replacement of 70sqmm instead of | GH NORTH | 21.01.2019 | 0.17928 | Submitted vide Distribution True-up petition for 3rd control Period as Annexure-I | Submitted vide Distribution True-up petition for 3rd control Period as Annexure-I
1884 | ERRECTION OF NEW ADDL.DTRs at Jubilee Hi | GH NORTH | 30.01.2019 | 0.18831 | Submitted vide Distribution True-up petition for 3rd control Period as Annexure-I | Submitted vide Distribution True-up petition for 3rd control Period as Annexure-I
1885 | ERRECTION OF NEW ADDL.DTRs at Ameerpet S | GH NORTH | 28.01.2019 | 0.17596 | Submitted vide Distribution True-up petition for 3rd control Period as Annexure-I | Submitted vide Distribution True-up petition for 3rd control Period as Annexure-I
1886 | ERRECTION OF NEW ADDL.DTRs at Banjara Hi | GH NORTH | 28.02.2019 | 0.1728 | Submitted vide Distribution True-up petition for 3rd control Period as Annexure-I | Submitted vide Distribution True-up petition for 3rd control Period as Annexure-I
1887 | E/S TO 20Nos PSCC Poles,madhapur | GH NORTH | 13.11.2018 | 0.010209 | Submitted vide Distribution True-up petition for 3rd control Period as Annexure-I | Submitted vide Distribution True-up petition for 3rd control Period as Annexure-I
1888 | Shifting of Existing of RMU at Erragadda | GH NORTH | 27.11.2018 | 0.0099518 | Submitted vide Distribution True-up petition for 3rd control Period as Annexure-I | Submitted vide Distribution True-up petition for 3rd control Period as Annexure-I
1889 | E/S to Replacement of 70sqmm instead 16s | GH NORTH | 21.01.2019 | 0.046365 | Submitted vide Distribution True-up petition for 3rd control Period as Annexure-I | Submitted vide Distribution True-up petition for 3rd control Period as Annexure-I
1890 | ERRECTION OF NEW ADDL.DTRs at Sanath Nag | GH NORTH | 26.02.2019 | 0.184 | Submitted vide Distribution True-up petition for 3rd control Period as Annexure-I | Submitted vide Distribution True-up petition for 3rd control Period as Annexure-I
1891 | NR902182455242,CT Mtr for GMS Interiors | GH NORTH | 10.10.2018 | 0.0009629 | Submitted vide Distribution True-up petition for 3rd control Period as Annexure-I | Submitted vide Distribution True-up petition for 3rd control Period as Annexure-I
1892 | E/s for Sri K.S.NARASAPPA. | GH NORTH | 29.10.2018 | 0.0003834 | Submitted vide Distribution True-up petition for 3rd control Period as Annexure-I | Submitted vide Distribution True-up petition for 3rd control Period as Annexure-I
1893 | E/s for Sri A.Bala Krishna. | GH NORTH | 29.10.2018 | 0.00050429 | Submitted vide Distribution True-up petition for 3rd control Period as Annexure-I | Submitted vide Distribution True-up petition for 3rd control Period as Annexure-I
1894 | LTM186460020-DWARKA INFRA LTD | GH NORTH | 29.12.2018 | 0.044556 | Submitted vide Distribution True-up petition for 3rd control Period as Annexure-I | Submitted vide Distribution True-up petition for 3rd control Period as Annexure-I
1895 | Musheer Ahmed Baig | GH NORTH | 05.02.2019 | 0.0001278 | Submitted vide Distribution True-up petition for 3rd control Period as Annexure-I | Submitted vide Distribution True-up petition for 3rd control Period as Annexure-I
1896 | LTM181200002, E/S TO J.SARATH BABU | GH NORTH | 04.01.2019 | 0.0021044 | Submitted vide Distribution True-up petition for 3rd control Period as Annexure-I | Submitted vide Distribution True-up petition for 3rd control Period as Annexure-I
1897 | LTM181120007 VENKATASWAMY AND OTHERS | GH NORTH | 13.11.2018 | 0.00044039 | Submitted vide Distribution True-up petition for 3rd control Period as Annexure-I | Submitted vide Distribution True-up petition for 3rd control Period as Annexure-I
1898 | Laying 11KV UG Cable of Prasad UG fdr | GH NORTH | 30.10.2018 | 0.012622 | Submitted vide Distribution True-up petition for 3rd control Period as Annexure-I | Submitted vide Distribution True-up petition for 3rd control Period as Annexure-I
1899 | E/s For LTM of of Mr. AHMED NAWAZ ALLADI | GH NORTH | 06.10.2018 | 0.033845 | Submitted vide Distribution True-up petition for 3rd control Period as Annexure-I | Submitted vide Distribution True-up petition for 3rd control Period as Annexure-I
1900 | E/s For LTM of Smt ASHA DEVI. | GH NORTH | 23.10.2018 | 0.00061741 | Submitted vide Distribution True-up petition for 3rd control Period as Annexure-I | Submitted vide Distribution True-up petition for 3rd control Period as Annexure-I
1901 | REPL. OF 390 NOS 3-PH METERS IN YELLARED | GH NORTH | 08.01.2019 | 0.077019 | Submitted vide Distribution True-up petition for 3rd control Period as Annexure-I | Submitted vide Distribution True-up petition for 3rd control Period as Annexure-I
1902 | Repl of 1000no's 1-phase meters in Yella | GH NORTH | 02.01.2019 | 0.074585 | Submitted vide Distribution True-up petition for 3rd control Period as Annexure-I | Submitted vide Distribution True-up petition for 3rd control Period as Annexure-I
1903 | LTM186460023-M/s.Vipra Builders and deve | GH NORTH | 29.12.2018 | 0.027531 | Submitted vide Distribution True-up petition for 3rd control Period as Annexure-I | Submitted vide Distribution True-up petition for 3rd control Period as Annexure-I
1904 | E/S Supply to G.Kanchana,LTM181230020 | GH NORTH | 27.12.2018 | 0.027205 | Submitted vide Distribution True-up petition for 3rd control Period as Annexure-I | Submitted vide Distribution True-up petition for 3rd control Period as Annexure-I
1905 | AL902181274140,AL902181274139,AL9021812 | GH NORTH | 01.02.2019 | 0.034411 | Submitted vide Distribution True-up petition for 3rd control Period as Annexure-I | Submitted vide Distribution True-up petition for 3rd control Period as Annexure-I
1906 | Laying of UG cable in Panchavati Colony | GH NORTH | 27.10.2018 | 0.0053335 | Submitted vide Distribution True-up petition for 3rd control Period as Annexure-I | Submitted vide Distribution True-up petition for 3rd control Period as Annexure-I
1907 | AL902181327087 (CT Meter) SZ111057 | GH NORTH | 04.02.2019 | 0.0010546 | Submitted vide Distribution True-up petition for 3rd control Period as Annexure-I | Submitted vide Distribution True-up petition for 3rd control Period as Annexure-I
1908 | AL902181327094 (CT Meter) SZ110815 | GH NORTH | 04.02.2019 | 0.0010546 | Submitted vide Distribution True-up petition for 3rd control Period as Annexure-I | Submitted vide Distribution True-up petition for 3rd control Period as Annexure-I
1909 | E/S TO M/s.Ayyanna Infra Pvt Ltd | GH NORTH | 08.10.2018 | 0.030006 | Submitted vide Distribution True-up petition for 3rd control Period as Annexure-I | Submitted vide Distribution True-up petition for 3rd control Period as Annexure-I
1910 | E/s to Smt.D.Ramadevi | GH NORTH | 03.10.2018 | 0.00043348 | Submitted vide Distribution True-up petition for 3rd control Period as Annexure-I | Submitted vide Distribution True-up petition for 3rd control Period as Annexure-I
1911 | E/s For LTM of Sri AHMED BAIG | GH NORTH | 25.10.2018 | 0.00014058 | Submitted vide Distribution True-up petition for 3rd control Period as Annexure-I | Submitted vide Distribution True-up petition for 3rd control Period as Annexure-I
1912 | E/S to K.S.RamaKrishna Prasad(AL90218125 | GH NORTH | 27.10.2018 | 0.00095859 | Submitted vide Distribution True-up petition for 3rd control Period as Annexure-I | Submitted vide Distribution True-up petition for 3rd control Period as Annexure-I
1913 | REPLACEMENT OF 800 S-╪ NON IR METERS | GH NORTH | 28.01.2019 | 0.060282 | Submitted vide Distribution True-up petition for 3rd control Period as Annexure-I | Submitted vide Distribution True-up petition for 3rd control Period as Annexure-I
1914 | REPLACEMENT OF 800 S-╪ NON IR METERS | GH NORTH | 28.01.2019 | 0.065394 | Submitted vide Distribution True-up petition for 3rd control Period as Annexure-I | Submitted vide Distribution True-up petition for 3rd control Period as Annexure-I
1915 | E/s for Sri AMEENA BIBI. | GH NORTH | 29.10.2018 | 0.00028116 | Submitted vide Distribution True-up petition for 3rd control Period as Annexure-I | Submitted vide Distribution True-up petition for 3rd control Period as Annexure-I
1916 | E/s for Sri CH. Venkateshwar Rao. | GH NORTH | 05.02.2019 | 0.00056819 | Submitted vide Distribution True-up petition for 3rd control Period as Annexure-I | Submitted vide Distribution True-up petition for 3rd control Period as Annexure-I
1917 | REPLAC OF 720 3PH NON-IR WITH IR METERS | GH NORTH | 31.12.2018 | 0.14201 | Submitted vide Distribution True-up petition for 3rd control Period as Annexure-I | Submitted vide Distribution True-up petition for 3rd control Period as Annexure-I
1918 | LTM171100012 Sri. S. Ravinder Reddy | GH NORTH | 06.02.2019 | 0.026064 | Submitted vide Distribution True-up petition for 3rd control Period as Annexure-I | Submitted vide Distribution True-up petition for 3rd control Period as Annexure-I
1919 | LTM181160028-Sustain properties ltd | GH NORTH | 29.12.2018 | 0.047823 | Submitted vide Distribution True-up petition for 3rd control Period as Annexure-I | Submitted vide Distribution True-up petition for 3rd control Period as Annexure-I
1920 | E/S Supply to MD.Shoukath Hussain,LTM181 | GH NORTH | 13.12.2018 | 0.00055436 | Submitted vide Distribution True-up petition for 3rd control Period as Annexure-I | Submitted vide Distribution True-up petition for 3rd control Period as Annexure-I
1921 | LTM181110031 E/s to M/s DSR Builders & D | GH NORTH | 06.03.2019 | 0.044004 | Submitted vide Distribution True-up petition for 3rd control Period as Annexure-I | Submitted vide Distribution True-up petition for 3rd control Period as Annexure-I
1922 | LTM181120008 Sri.V.Subrahmanya Sharma-Pa | GH NORTH | 01.02.2019 | 0.030988 | Submitted vide Distribution True-up petition for 3rd control Period as Annexure-I | Submitted vide Distribution True-up petition for 3rd control Period as Annexure-I
1923 | LTM181040009, 6NO'S 1PH C NARAYANA, B.S | GH NORTH | 16.02.2019 | 0.0003834 | Submitted vide Distribution True-up petition for 3rd control Period as Annexure-I | Submitted vide Distribution True-up petition for 3rd control Period as Annexure-I
1924 | Gousiya Begum | GH NORTH | 05.02.2019 | 0.0004473 | Submitted vide Distribution True-up petition for 3rd control Period as Annexure-I | Submitted vide Distribution True-up petition for 3rd control Period as Annexure-I
1925 | LTM181110028 E/S TO SYED MOHAMMED FAYAZ | GH NORTH | 04.01.2019 | 0.028873 | Submitted vide Distribution True-up petition for 3rd control Period as Annexure-I | Submitted vide Distribution True-up petition for 3rd control Period as Annexure-I
1926 | <(>,<)> E/S TO M/s.Gunaas Diamond Jewell | GH NORTH | 08.10.2018 | 0.027047 | Submitted vide Distribution True-up petition for 3rd control Period as Annexure-I | Submitted vide Distribution True-up petition for 3rd control Period as Annexure-I
1927 | LTM181100009, A.Madhusudhan Reddy,8-3-72 | GH NORTH | 10.10.2018 | 0.00049204 | Submitted vide Distribution True-up petition for 3rd control Period as Annexure-I | Submitted vide Distribution True-up petition for 3rd control Period as Annexure-I
1928 | LTM181200022,S.Yadagiri.8/3/229/D/86 | GH NORTH | 04.01.2019 | 0.00051121 | Submitted vide Distribution True-up petition for 3rd control Period as Annexure-I | Submitted vide Distribution True-up petition for 3rd control Period as Annexure-I
1929 | ,LTM181200023,Abedabegum,8-3-234/80/1 | GH NORTH | 04.01.2019 | 0.0003195 | Submitted vide Distribution True-up petition for 3rd control Period as Annexure-I | Submitted vide Distribution True-up petition for 3rd control Period as Annexure-I
1930 | E/s for Sri A.V RAJU. | GH NORTH | 29.10.2018 | 0.00027356 | Submitted vide Distribution True-up petition for 3rd control Period as Annexure-I | Submitted vide Distribution True-up petition for 3rd control Period as Annexure-I
1931 | LTM181200027, P. Shiva Kumar | GH NORTH | 04.02.2019 | 0.00042174 | Submitted vide Distribution True-up petition for 3rd control Period as Annexure-I | Submitted vide Distribution True-up petition for 3rd control Period as Annexure-I
1932 | LTM181200024 Mohammed Athiq Hussain | GH NORTH | 04.02.2019 | 0.00076681 | Submitted vide Distribution True-up petition for 3rd control Period as Annexure-I | Submitted vide Distribution True-up petition for 3rd control Period as Annexure-I
1933 | LTM181100010,A.Sudhakar Reddy,8-3-720/1/ | GH NORTH | 10.10.2018 | 0.00049204 | Submitted vide Distribution True-up petition for 3rd control Period as Annexure-I | Submitted vide Distribution True-up petition for 3rd control Period as Annexure-I
1934 | ,LTM181200026 Smt.Preethi Reddy -Panel B | GH NORTH | 04.01.2019 | 0.03126 | Submitted vide Distribution True-up petition for 3rd control Period as Annexure-I | Submitted vide Distribution True-up petition for 3rd control Period as Annexure-I
1935 | NR902182500537-MR.RIYAZ LAKHANI | GH NORTH | 03.01.2019 | 0.00095983 | Submitted vide Distribution True-up petition for 3rd control Period as Annexure-I | Submitted vide Distribution True-up petition for 3rd control Period as Annexure-I
1936 | E/S Supply to L.Pavan Kumar,AL9021812103 | GH NORTH | 21.02.2019 | 0.00095859 | Submitted vide Distribution True-up petition for 3rd control Period as Annexure-I | Submitted vide Distribution True-up petition for 3rd control Period as Annexure-I
1937 | LTM186460021-C.Sunil anand | GH NORTH | 03.01.2019 | 0.031544 | Submitted vide Distribution True-up petition for 3rd control Period as Annexure-I | Submitted vide Distribution True-up petition for 3rd control Period as Annexure-I
1938 | E/s For LTM of Sri ANWAR BAIG | GH NORTH | 25.10.2018 | 0.00042174 | Submitted vide Distribution True-up petition for 3rd control Period as Annexure-I | Submitted vide Distribution True-up petition for 3rd control Period as Annexure-I
1939 | Erection of 5 way RMU TV9 | GH NORTH | 27.12.2018 | 0.12908 | Submitted vide Distribution True-up petition for 3rd control Period as Annexure-I | Submitted vide Distribution True-up petition for 3rd control Period as Annexure-I
1940 | E/S To Restringing of OHLine,Panthulu PT | GH NORTH | 13.11.2018 | 0.012148 | Submitted vide Distribution True-up petition for 3rd control Period as Annexure-I | Submitted vide Distribution True-up petition for 3rd control Period as Annexure-I
1941 | NUSURATH PARVEEN | GH NORTH | 05.02.2019 | 0.00018479 | Submitted vide Distribution True-up petition for 3rd control Period as Annexure-I | Submitted vide Distribution True-up petition for 3rd control Period as Annexure-I
1942 | E/s For LTM of Smt T ANURADHA. | GH NORTH | 25.10.2018 | 0.00049204 | Submitted vide Distribution True-up petition for 3rd control Period as Annexure-I | Submitted vide Distribution True-up petition for 3rd control Period as Annexure-I
1943 | E/s for LTM of Smt NETHI SRILAXMI & OTHE | GH NORTH | 26.10.2018 | 0.00056819 | Submitted vide Distribution True-up petition for 3rd control Period as Annexure-I | Submitted vide Distribution True-up petition for 3rd control Period as Annexure-I
1944 | E/s For LTM of Sri G KRISHNA GOUD. | GH NORTH | 23.10.2018 | 0.00028116 | Submitted vide Distribution True-up petition for 3rd control Period as Annexure-I | Submitted vide Distribution True-up petition for 3rd control Period as Annexure-I
1945 | E/s for Sri SHRI ABDUL BARI. | GH NORTH | 04.02.2019 | 0.00063901 | Submitted vide Distribution True-up petition for 3rd control Period as Annexure-I | Submitted vide Distribution True-up petition for 3rd control Period as Annexure-I
1946 | E/s for Sri M.CHANDRAKALA. | GH NORTH | 04.02.2019 | 0.00048443 | Submitted vide Distribution True-up petition for 3rd control Period as Annexure-I | Submitted vide Distribution True-up petition for 3rd control Period as Annexure-I
1947 | E/s for Smt GAYAM LAXMI. | GH NORTH | 04.02.2019 | 0.00037649 | Submitted vide Distribution True-up petition for 3rd control Period as Annexure-I | Submitted vide Distribution True-up petition for 3rd control Period as Annexure-I
1948 | NR902182469006 | GH NORTH | 05.02.2019 | 0.00020327 | Submitted vide Distribution True-up petition for 3rd control Period as Annexure-I | Submitted vide Distribution True-up petition for 3rd control Period as Annexure-I
1949 | LTM181040011 Y.S.SRINIVASA | GH NORTH | 16.02.2019 | 0.00024869 | Submitted vide Distribution True-up petition for 3rd control Period as Annexure-I | Submitted vide Distribution True-up petition for 3rd control Period as Annexure-I
1950 | E/s for 3ph, (10HP) meter for M/s SRS In | GH NORTH | 26.10.2018 | 0.00018479 | Submitted vide Distribution True-up petition for 3rd control Period as Annexure-I | Submitted vide Distribution True-up petition for 3rd control Period as Annexure-I
1951 | AL902181340522 (CT Meter) SZ156246 | GH NORTH | 04.02.2019 | 0.0010546 | Submitted vide Distribution True-up petition for 3rd control Period as Annexure-I | Submitted vide Distribution True-up petition for 3rd control Period as Annexure-I
1952 | LTM181120010 M/S Sri Sai Construction 63 | GH NORTH | 17.11.2018 | 0.027651 | Submitted vide Distribution True-up petition for 3rd control Period as Annexure-I | Submitted vide Distribution True-up petition for 3rd control Period as Annexure-I
1953 | E/s for Sri KURMA ASHAMMA | GH NORTH | 04.02.2019 | 0.0003834 | Submitted vide Distribution True-up petition for 3rd control Period as Annexure-I | Submitted vide Distribution True-up petition for 3rd control Period as Annexure-I
1954 | E/s for Sri M.APARNA. | GH NORTH | 04.02.2019 | 6.3901e-05 | Submitted vide Distribution True-up petition for 3rd control Period as Annexure-I | Submitted vide Distribution True-up petition for 3rd control Period as Annexure-I
1955 | Replace 400Nos.3-Ph Electronic in Ameerp | GH NORTH | 08.01.2019 | 0.080266 | Submitted vide Distribution True-up petition for 3rd control Period as Annexure-I | Submitted vide Distribution True-up petition for 3rd control Period as Annexure-I
1956 | Replace 400Nos.3-Ph Electronic -AMPT | GH NORTH | 02.01.2019 | 0.087658 | Submitted vide Distribution True-up petition for 3rd control Period as Annexure-I | Submitted vide Distribution True-up petition for 3rd control Period as Annexure-I
1957 | LTM181040014 ABDUL RAZZAK | GH NORTH | 16.02.2019 | 0.00035146 | Submitted vide Distribution True-up petition for 3rd control Period as Annexure-I | Submitted vide Distribution True-up petition for 3rd control Period as Annexure-I
1958 | LTM181100005 Sri. N. Anand & Others | GH NORTH | 07.02.2019 | 0.023443 | Submitted vide Distribution True-up petition for 3rd control Period as Annexure-I | Submitted vide Distribution True-up petition for 3rd control Period as Annexure-I
1959 | AL902181335582 ADDL LOAD E/S TO VIJAY MO | GH NORTH | 07.01.2019 | 0.021147 | Submitted vide Distribution True-up petition for 3rd control Period as Annexure-I | Submitted vide Distribution True-up petition for 3rd control Period as Annexure-I
1960 | Dismantle and Re-Erection of 100KVA DTR | GH NORTH | 08.01.2019 | 0.0045253 | Submitted vide Distribution True-up petition for 3rd control Period as Annexure-I | Submitted vide Distribution True-up petition for 3rd control Period as Annexure-I
1961 | Erection of 8Nos poles in CBD Banjara Hi | GH NORTH | 08.01.2019 | 0.017138 | Submitted vide Distribution True-up petition for 3rd control Period as Annexure-I | Submitted vide Distribution True-up petition for 3rd control Period as Annexure-I
1962 | Rectification of AB Switches in CBD B Hi | GH NORTH | 09.01.2019 | 0.009151 | Submitted vide Distribution True-up petition for 3rd control Period as Annexure-I | Submitted vide Distribution True-up petition for 3rd control Period as Annexure-I
1963 | Rectification of AB Switches in CBD B Hi | GH NORTH | 09.01.2019 | 0.0091022 | Submitted vide Distribution True-up petition for 3rd control Period as Annexure-I | Submitted vide Distribution True-up petition for 3rd control Period as Annexure-I
1964 | Rectification of AB Switches in CBD B Hi | GH NORTH | 09.01.2019 | 0.0090187 | Submitted vide Distribution True-up petition for 3rd control Period as Annexure-I | Submitted vide Distribution True-up petition for 3rd control Period as Annexure-I
1965 | Rectification of AB Switches in CBD B Hi | GH NORTH | 09.01.2019 | 0.0098026 | Submitted vide Distribution True-up petition for 3rd control Period as Annexure-I | Submitted vide Distribution True-up petition for 3rd control Period as Annexure-I
1966 | Rectification of AB switches in CBD B Hi | GH NORTH | 09.01.2019 | 0.0097665 | Submitted vide Distribution True-up petition for 3rd control Period as Annexure-I | Submitted vide Distribution True-up petition for 3rd control Period as Annexure-I
1967 | AL902181346935 (CT Meter) SZ090408 | GH NORTH | 04.02.2019 | 0.0010546 | Submitted vide Distribution True-up petition for 3rd control Period as Annexure-I | Submitted vide Distribution True-up petition for 3rd control Period as Annexure-I
1968 | Rectification of AB switches in CBD B Hi | GH NORTH | 10.01.2019 | 0.0096865 | Submitted vide Distribution True-up petition for 3rd control Period as Annexure-I | Submitted vide Distribution True-up petition for 3rd control Period as Annexure-I
1969 | CC902181360171 ANDREW RAJ KUMAR | GH NORTH | 08.01.2019 | 0.0026803 | Submitted vide Distribution True-up petition for 3rd control Period as Annexure-I | Submitted vide Distribution True-up petition for 3rd control Period as Annexure-I
1970 | LTM181200019 Sri Dasari.Janardhan | GH NORTH | 18.01.2019 | 0.0002556 | Submitted vide Distribution True-up petition for 3rd control Period as Annexure-I | Submitted vide Distribution True-up petition for 3rd control Period as Annexure-I
1971 | Rectification of AB Switches in CBD B Hi | GH NORTH | 08.01.2019 | 0.0091955 | Submitted vide Distribution True-up petition for 3rd control Period as Annexure-I | Submitted vide Distribution True-up petition for 3rd control Period as Annexure-I
1972 | poles | GH NORTH | 31.01.2019 | 0.014261 | Submitted vide Distribution True-up petition for 3rd control Period as Annexure-I | Submitted vide Distribution True-up petition for 3rd control Period as Annexure-I
1973 | poles | GH NORTH | 31.01.2019 | 0.014112 | Submitted vide Distribution True-up petition for 3rd control Period as Annexure-I | Submitted vide Distribution True-up petition for 3rd control Period as Annexure-I
1974 | Poles | GH NORTH | 31.01.2019 | 0.01486 | Submitted vide Distribution True-up petition for 3rd control Period as Annexure-I | Submitted vide Distribution True-up petition for 3rd control Period as Annexure-I
1975 | Rectification of AB Switches CBD B Hills | GH NORTH | 09.01.2019 | 0.0096823 | Submitted vide Distribution True-up petition for 3rd control Period as Annexure-I | Submitted vide Distribution True-up petition for 3rd control Period as Annexure-I
1976 | E/s for Smt L.Sulochana | GH NORTH | 04.02.2019 | 0.0003195 | Submitted vide Distribution True-up petition for 3rd control Period as Annexure-I | Submitted vide Distribution True-up petition for 3rd control Period as Annexure-I
1977 | AL902181347033 E/s S.Sarveshwara Rao | GH NORTH | 04.01.2019 | 0.00096533 | Submitted vide Distribution True-up petition for 3rd control Period as Annexure-I | Submitted vide Distribution True-up petition for 3rd control Period as Annexure-I
1978 | E/s For LTM of Sri G RAMESH. | GH NORTH | 04.02.2019 | 0.00021087 | Submitted vide Distribution True-up petition for 3rd control Period as Annexure-I | Submitted vide Distribution True-up petition for 3rd control Period as Annexure-I
1979 | E/s For LTM of Sri K PRABHAKAR RAO. | GH NORTH | 04.02.2019 | 0.00014058 | Submitted vide Distribution True-up petition for 3rd control Period as Annexure-I | Submitted vide Distribution True-up petition for 3rd control Period as Annexure-I
1980 | LTM181110034 E/S TO VISWANATH DARSHAN | GH NORTH | 04.01.2019 | 0.0004473 | Submitted vide Distribution True-up petition for 3rd control Period as Annexure-I | Submitted vide Distribution True-up petition for 3rd control Period as Annexure-I
1981 | LTM181200028-M/s Shafali fabrics pvt ltd | GH NORTH | 05.02.2019 | 0.11666 | Submitted vide Distribution True-up petition for 3rd control Period as Annexure-I | Submitted vide Distribution True-up petition for 3rd control Period as Annexure-I
1982 | E/s for Smt Peddagolla Ramulamma<(>,<)> | GH NORTH | 05.02.2019 | 0.00070291 | Submitted vide Distribution True-up petition for 3rd control Period as Annexure-I | Submitted vide Distribution True-up petition for 3rd control Period as Annexure-I
1983 | E/s for Smt S.GODAVARI BAI | GH NORTH | 04.02.2019 | 0.00063901 | Submitted vide Distribution True-up petition for 3rd control Period as Annexure-I | Submitted vide Distribution True-up petition for 3rd control Period as Annexure-I
1984 | E/S TO Smt.Mayuri Dhanuka,LTM181160051/0 | GH NORTH | 01.03.2019 | 0.028466 | Submitted vide Distribution True-up petition for 3rd control Period as Annexure-I | Submitted vide Distribution True-up petition for 3rd control Period as Annexure-I
1985 | LTM181120011 M.Raju Panel Board | GH NORTH | 13.11.2018 | 0.00042174 | Submitted vide Distribution True-up petition for 3rd control Period as Annexure-I | Submitted vide Distribution True-up petition for 3rd control Period as Annexure-I
1986 | LTM181060057,AL902181352664,AL902181352 | GH NORTH | 10.01.2019 | 0.044799 | Submitted vide Distribution True-up petition for 3rd control Period as Annexure-I | Submitted vide Distribution True-up petition for 3rd control Period as Annexure-I
1987 | ,LTM186460031-S.V Constructions And othe | GH NORTH | 09.02.2019 | 0.027895 | Submitted vide Distribution True-up petition for 3rd control Period as Annexure-I | Submitted vide Distribution True-up petition for 3rd control Period as Annexure-I
1988 | ERECTION OF NEW ADDL.DTRs at Jubilee Hil | GH NORTH | 30.01.2019 | 0.15242 | Submitted vide Distribution True-up petition for 3rd control Period as Annexure-I | Submitted vide Distribution True-up petition for 3rd control Period as Annexure-I
1989 | E/s for Smt R.K SRINIVAS | GH NORTH | 04.02.2019 | 0.0003195 | Submitted vide Distribution True-up petition for 3rd control Period as Annexure-I | Submitted vide Distribution True-up petition for 3rd control Period as Annexure-I
1990 | E/s for SRI R.K BHASKER | GH NORTH | 04.02.2019 | 0.0003834 | Submitted vide Distribution True-up petition for 3rd control Period as Annexure-I | Submitted vide Distribution True-up petition for 3rd control Period as Annexure-I
1991 | LTM181110035 | GH NORTH | 05.03.2019 | 0.11868 | Submitted vide Distribution True-up petition for 3rd control Period as Annexure-I | Submitted vide Distribution True-up petition for 3rd control Period as Annexure-I
1992 | LTM181200039 Smt. P. MANGA DEVI | GH NORTH | 04.02.2019 | 0.00070291 | Submitted vide Distribution True-up petition for 3rd control Period as Annexure-I | Submitted vide Distribution True-up petition for 3rd control Period as Annexure-I
1993 | LTM181200033<(>,<)> THANEERU JAYALAXMI. | GH NORTH | 04.02.2019 | 0.00056233 | Submitted vide Distribution True-up petition for 3rd control Period as Annexure-I | Submitted vide Distribution True-up petition for 3rd control Period as Annexure-I
1994 | LTM181200035 Smt.Fathima Unnisa Begum. | GH NORTH | 04.02.2019 | 0.00049204 | Submitted vide Distribution True-up petition for 3rd control Period as Annexure-I | Submitted vide Distribution True-up petition for 3rd control Period as Annexure-I
1995 | LTM181200036 - Smt. ANJILA SHAIKH | GH NORTH | 04.02.2019 | 0.00042174 | Submitted vide Distribution True-up petition for 3rd control Period as Annexure-I | Submitted vide Distribution True-up petition for 3rd control Period as Annexure-I
1996 | ,LTM181110036,Sri.Bandaru Srisailam 8sph | GH NORTH | 04.01.2019 | 0.00056233 | Submitted vide Distribution True-up petition for 3rd control Period as Annexure-I | Submitted vide Distribution True-up petition for 3rd control Period as Annexure-I
1997 | LTM181030018, Sri.Sanjeevi.Sanjay Kumar | GH NORTH | 05.02.2019 | 0.00035145 | Submitted vide Distribution True-up petition for 3rd control Period as Annexure-I | Submitted vide Distribution True-up petition for 3rd control Period as Annexure-I
1998 | E/S Supply to NVRV Prasada Rao,LTM181230 | GH NORTH | 21.02.2019 | 0.00042174 | Submitted vide Distribution True-up petition for 3rd control Period as Annexure-I | Submitted vide Distribution True-up petition for 3rd control Period as Annexure-I
1999 | Mohammed Iqbal Qureshi 63KVA ,LTM1810300 | GH NORTH | 31.01.2019 | 0.025775 | Submitted vide Distribution True-up petition for 3rd control Period as Annexure-I | Submitted vide Distribution True-up petition for 3rd control Period as Annexure-I
2000 | LTM181100015 - S. Ravikumari $ Others | GH NORTH | 14.03.2019 | 0.0006098 | Submitted vide Distribution True-up petition for 3rd control Period as Annexure-I | Submitted vide Distribution True-up petition for 3rd control Period as Annexure-I
2001 | LTM181030017 Sri.B.RAJEDAR PANEL BOARD | GH NORTH | 05.02.2019 | 0.00042174 | Submitted vide Distribution True-up petition for 3rd control Period as Annexure-I | Submitted vide Distribution True-up petition for 3rd control Period as Annexure-I
2002 | LTM181200031 - C. Narayana Reddy | GH NORTH | 04.02.2019 | 0.00049204 | Submitted vide Distribution True-up petition for 3rd control Period as Annexure-I | Submitted vide Distribution True-up petition for 3rd control Period as Annexure-I
2003 | Replace 400Nos.3-Ph Electronic -AMPT | GH NORTH | 27.02.2019 | 0.086386 | Submitted vide Distribution True-up petition for 3rd control Period as Annexure-I | Submitted vide Distribution True-up petition for 3rd control Period as Annexure-I
2004 | E/s For LTM of Sri M. VINAYAK RAO. | GH NORTH | 04.02.2019 | 0.00049204 | Submitted vide Distribution True-up petition for 3rd control Period as Annexure-I | Submitted vide Distribution True-up petition for 3rd control Period as Annexure-I
2005 | E/s for Smt N.SUSHEELA | GH NORTH | 04.02.2019 | 0.00021087 | Submitted vide Distribution True-up petition for 3rd control Period as Annexure-I | Submitted vide Distribution True-up petition for 3rd control Period as Annexure-I
2006 | Sri.K.ANJAIAH. | GH NORTH | 05.02.2019 | 0.00063262 | Submitted vide Distribution True-up petition for 3rd control Period as Annexure-I | Submitted vide Distribution True-up petition for 3rd control Period as Annexure-I
2007 | LTM181200021 Smt. T. Sunitha Kumari Erec | GH NORTH | 04.02.2019 | 0.00028116 | Submitted vide Distribution True-up petition for 3rd control Period as Annexure-I | Submitted vide Distribution True-up petition for 3rd control Period as Annexure-I
2008 | LTM181110043 m/s md.Abdul Hai,zehra naga | GH NORTH | 04.01.2019 | 0.0006877 | Submitted vide Distribution True-up petition for 3rd control Period as Annexure-I | Submitted vide Distribution True-up petition for 3rd control Period as Annexure-I
2009 | LTM186460028- V.Samatha Reddy | GH NORTH | 09.02.2019 | 0.02387 | Submitted vide Distribution True-up petition for 3rd control Period as Annexure-I | Submitted vide Distribution True-up petition for 3rd control Period as Annexure-I
2010 | LTM181200037, MOHAMMED.KHAJA | GH NORTH | 04.02.2019 | 0.00035145 | Submitted vide Distribution True-up petition for 3rd control Period as Annexure-I | Submitted vide Distribution True-up petition for 3rd control Period as Annexure-I
2011 | Rectification of Line ABS<(>&<)>DTR's AB | GH NORTH | 26.02.2019 | 0.0084987 | Submitted vide Distribution True-up petition for 3rd control Period as Annexure-I | Submitted vide Distribution True-up petition for 3rd control Period as Annexure-I
2012 | Sri.P.PEETHAMBHARAM | GH NORTH | 05.02.2019 | 0.00063262 | Submitted vide Distribution True-up petition for 3rd control Period as Annexure-I | Submitted vide Distribution True-up petition for 3rd control Period as Annexure-I
2013 | LTM181040015, D.BALAMANI | GH NORTH | 16.02.2019 | 0.00083588 | Submitted vide Distribution True-up petition for 3rd control Period as Annexure-I | Submitted vide Distribution True-up petition for 3rd control Period as Annexure-I
2014 | LTM181040012 N.ANIL KUMAR | GH NORTH | 16.02.2019 | 0.00049204 | Submitted vide Distribution True-up petition for 3rd control Period as Annexure-I | Submitted vide Distribution True-up petition for 3rd control Period as Annexure-I
2015 | LTM181120016 P.RaviKumar Panel Board | GH NORTH | 31.01.2019 | 0.00035145 | Submitted vide Distribution True-up petition for 3rd control Period as Annexure-I | Submitted vide Distribution True-up petition for 3rd control Period as Annexure-I
2016 | E/s for Smt.P.Jyothi Bai | GH NORTH | 04.02.2019 | 0.00021087 | Submitted vide Distribution True-up petition for 3rd control Period as Annexure-I | Submitted vide Distribution True-up petition for 3rd control Period as Annexure-I
2017 | E/s for SRI B.THIRUPATHI | GH NORTH | 04.02.2019 | 0.00042174 | Submitted vide Distribution True-up petition for 3rd control Period as Annexure-I | Submitted vide Distribution True-up petition for 3rd control Period as Annexure-I
2018 | E/s for Smt K.Bikshapathi | GH NORTH | 04.02.2019 | 0.00027356 | Submitted vide Distribution True-up petition for 3rd control Period as Annexure-I | Submitted vide Distribution True-up petition for 3rd control Period as Annexure-I
2019 | AL902181408308,Smt AIASHA SULTANA-RD No. | GH NORTH | 04.01.2019 | 0.0010619 | Submitted vide Distribution True-up petition for 3rd control Period as Annexure-I | Submitted vide Distribution True-up petition for 3rd control Period as Annexure-I
2020 | K.V.VISHNU RAJ, HT11120786 | GH NORTH | 27.02.2019 | 0.021513 | Submitted vide Distribution True-up petition for 3rd control Period as Annexure-I | Submitted vide Distribution True-up petition for 3rd control Period as Annexure-I
2021 | Smt.R.BHOODEVI. | GH NORTH | 05.02.2019 | 0.00063262 | Submitted vide Distribution True-up petition for 3rd control Period as Annexure-I | Submitted vide Distribution True-up petition for 3rd control Period as Annexure-I
2022 | LTM181110040< A.K.JAIN,BNReddy colony | GH NORTH | 07.01.2019 | 0.033223 | Submitted vide Distribution True-up petition for 3rd control Period as Annexure-I | Submitted vide Distribution True-up petition for 3rd control Period as Annexure-I
2023 | Sri.Mukkera Narsing Rao, H.NO. 7-1-211/9 | GH NORTH | 23.02.2019 | 0.00014058 | Submitted vide Distribution True-up petition for 3rd control Period as Annexure-I | Submitted vide Distribution True-up petition for 3rd control Period as Annexure-I
2024 | ,LTM181160056 E/S TO M/s.ISTA Homes,LTM1 | GH NORTH | 01.03.2019 | 0.028233 | Submitted vide Distribution True-up petition for 3rd control Period as Annexure-I | Submitted vide Distribution True-up petition for 3rd control Period as Annexure-I
2025 | LTM181030019 Smt.Saleka.Ramadevi PANEL B | GH NORTH | 05.02.2019 | 0.00042175 | Submitted vide Distribution True-up petition for 3rd control Period as Annexure-I | Submitted vide Distribution True-up petition for 3rd control Period as Annexure-I
2026 | E/s for Sri Bogamu.Veeraswamy | GH NORTH | 04.02.2019 | 0.00035146 | Submitted vide Distribution True-up petition for 3rd control Period as Annexure-I | Submitted vide Distribution True-up petition for 3rd control Period as Annexure-I
2027 | LTM186460036-ETIKALA RAVALI | GH NORTH | 09.02.2019 | 0.023843 | Submitted vide Distribution True-up petition for 3rd control Period as Annexure-I | Submitted vide Distribution True-up petition for 3rd control Period as Annexure-I
2028 | Renovation of 250KVA DTR AT Dr. CHALANI | GH NORTH | 23.02.2019 | 0.0087814 | Submitted vide Distribution True-up petition for 3rd control Period as Annexure-I | Submitted vide Distribution True-up petition for 3rd control Period as Annexure-I
2029 | Revised E/S TO Sri.Ravindra Kumar Nambur | GH NORTH | 02.03.2019 | 0.046161 | Submitted vide Distribution True-up petition for 3rd control Period as Annexure-I | Submitted vide Distribution True-up petition for 3rd control Period as Annexure-I
2030 | E/s For LTM of Sri SILPA SURESH. A | GH NORTH | 04.02.2019 | 0.00035146 | Submitted vide Distribution True-up petition for 3rd control Period as Annexure-I | Submitted vide Distribution True-up petition for 3rd control Period as Annexure-I
2031 | E/s For LTM of Mr. V. VENKATESH | GH NORTH | 04.02.2019 | 0.00035146 | Submitted vide Distribution True-up petition for 3rd control Period as Annexure-I | Submitted vide Distribution True-up petition for 3rd control Period as Annexure-I
2032 | E/s For LTM of P MOUNIKA & OTHERS | GH NORTH | 04.02.2019 | 0.00056233 | Submitted vide Distribution True-up petition for 3rd control Period as Annexure-I | Submitted vide Distribution True-up petition for 3rd control Period as Annexure-I
2033 | E/s For LTM of Smt SAJIDA BEGUM. | GH NORTH | 04.02.2019 | 0.00041414 | Submitted vide Distribution True-up petition for 3rd control Period as Annexure-I | Submitted vide Distribution True-up petition for 3rd control Period as Annexure-I
2034 | LTM181200046 Sri M.Emmanuel panel board. | GH NORTH | 04.02.2019 | 0.00021087 | Submitted vide Distribution True-up petition for 3rd control Period as Annexure-I | Submitted vide Distribution True-up petition for 3rd control Period as Annexure-I
2035 | LTM181110037 manchala srinivas<(>&<)>oth | GH NORTH | 07.01.2019 | 0.026705 | Submitted vide Distribution True-up petition for 3rd control Period as Annexure-I | Submitted vide Distribution True-up petition for 3rd control Period as Annexure-I
2036 | Sri.MOHAMMED MUSHTAQ AHMED | GH NORTH | 05.02.2019 | 0.00055472 | Submitted vide Distribution True-up petition for 3rd control Period as Annexure-I | Submitted vide Distribution True-up petition for 3rd control Period as Annexure-I
2037 | Smt.SYEDA ARIFA SULTHANA | GH NORTH | 05.02.2019 | 0.00049204 | Submitted vide Distribution True-up petition for 3rd control Period as Annexure-I | Submitted vide Distribution True-up petition for 3rd control Period as Annexure-I
2038 | LTM181120001 Mir Bharkath Ali Khan | GH NORTH | 01.02.2019 | 0.033198 | Submitted vide Distribution True-up petition for 3rd control Period as Annexure-I | Submitted vide Distribution True-up petition for 3rd control Period as Annexure-I
2039 | LTM 181040016, Suraj Prasad agarwal & ot | GH NORTH | 16.02.2019 | 0.049873 | Submitted vide Distribution True-up petition for 3rd control Period as Annexure-I | Submitted vide Distribution True-up petition for 3rd control Period as Annexure-I
2040 | E/s for Smt S.YASHODA | GH NORTH | 04.02.2019 | 0.00049204 | Submitted vide Distribution True-up petition for 3rd control Period as Annexure-I | Submitted vide Distribution True-up petition for 3rd control Period as Annexure-I
2041 | E/s for Smt B.LAXMAMMA | GH NORTH | 04.02.2019 | 0.00070291 | Submitted vide Distribution True-up petition for 3rd control Period as Annexure-I | Submitted vide Distribution True-up petition for 3rd control Period as Annexure-I
2042 | Shifting of 11kV Savera and Maruthi Naga | GH NORTH | 30.01.2019 | 0.072831 | Submitted vide Distribution True-up petition for 3rd control Period as Annexure-I | Submitted vide Distribution True-up petition for 3rd control Period as Annexure-I
2043 | Shifting of 11kV Engineers Colony Feeder | GH NORTH | 30.01.2019 | 0.076024 | Submitted vide Distribution True-up petition for 3rd control Period as Annexure-I | Submitted vide Distribution True-up petition for 3rd control Period as Annexure-I
2044 | LTM186460038-AS BUILDERS | GH NORTH | 09.02.2019 | 0.036744 | Submitted vide Distribution True-up petition for 3rd control Period as Annexure-I | Submitted vide Distribution True-up petition for 3rd control Period as Annexure-I
2045 | E/S Supply to Budhi Prakash,LTM181230009 | GH NORTH | 18.02.2019 | 0.025446 | Submitted vide Distribution True-up petition for 3rd control Period as Annexure-I | Submitted vide Distribution True-up petition for 3rd control Period as Annexure-I
2046 | E/s for Sri KESHAVLAL SHARMA, | GH NORTH | 04.02.2019 | 0.00042175 | Submitted vide Distribution True-up petition for 3rd control Period as Annexure-I | Submitted vide Distribution True-up petition for 3rd control Period as Annexure-I
2047 | E/S to Sri.Thota Giridhar NR902182603196 | GH NORTH | 01.03.2019 | 0.0010619 | Submitted vide Distribution True-up petition for 3rd control Period as Annexure-I | Submitted vide Distribution True-up petition for 3rd control Period as Annexure-I
2048 | LTM181030022 Sri.J.ARUN KUMAR PANEL BOAR | GH NORTH | 01.02.2019 | 0.00056233 | Submitted vide Distribution True-up petition for 3rd control Period as Annexure-I | Submitted vide Distribution True-up petition for 3rd control Period as Annexure-I
2049 | E/s For LTM of Sri PHANI BABU. | GH NORTH | 05.02.2019 | 0.00035146 | Submitted vide Distribution True-up petition for 3rd control Period as Annexure-I | Submitted vide Distribution True-up petition for 3rd control Period as Annexure-I
2050 | E/s for Smt.DESHETTY BHARGAVI | GH NORTH | 04.02.2019 | 0.00035146 | Submitted vide Distribution True-up petition for 3rd control Period as Annexure-I | Submitted vide Distribution True-up petition for 3rd control Period as Annexure-I
2051 | E/s for 3ph, (20HP) meter for M/s SRI LA | GH NORTH | 04.02.2019 | 0.00020327 | Submitted vide Distribution True-up petition for 3rd control Period as Annexure-I | Submitted vide Distribution True-up petition for 3rd control Period as Annexure-I
2052 | E/S TO Sri.P.Karunakar Reddy AL902181407 | GH NORTH | 02.03.2019 | 0.021234 | Submitted vide Distribution True-up petition for 3rd control Period as Annexure-I | Submitted vide Distribution True-up petition for 3rd control Period as Annexure-I
2053 | E/s for Sri MOHAMMED SALEEM | GH NORTH | 04.02.2019 | 0.00062501 | Submitted vide Distribution True-up petition for 3rd control Period as Annexure-I | Submitted vide Distribution True-up petition for 3rd control Period as Annexure-I
2054 | E/S Supply to Akkineni Sarada,LTM1812300 | GH NORTH | 18.02.2019 | 0.027413 | Submitted vide Distribution True-up petition for 3rd control Period as Annexure-I | Submitted vide Distribution True-up petition for 3rd control Period as Annexure-I
2055 | LTM181110045,MD.SUFIYAN,NANDI NAGAR | GH NORTH | 06.03.2019 | 0.00027356 | Submitted vide Distribution True-up petition for 3rd control Period as Annexure-I | Submitted vide Distribution True-up petition for 3rd control Period as Annexure-I
2056 | LTM181200040 Smt, K.ANJAMMA Panel Board | GH NORTH | 05.02.2019 | 0.00042175 | Submitted vide Distribution True-up petition for 3rd control Period as Annexure-I | Submitted vide Distribution True-up petition for 3rd control Period as Annexure-I
2057 | LTM181200034 SMT.THOGURU SUVARNA KUMARI | GH NORTH | 05.02.2019 | 0.00035146 | Submitted vide Distribution True-up petition for 3rd control Period as Annexure-I | Submitted vide Distribution True-up petition for 3rd control Period as Annexure-I
2058 | ,LTM181200049 Nagul nagabhushnam panel b | GH NORTH | 05.02.2019 | 0.00035146 | Submitted vide Distribution True-up petition for 3rd control Period as Annexure-I | Submitted vide Distribution True-up petition for 3rd control Period as Annexure-I
2059 | ,LTM181120017 K.Ramulu panel Board | GH NORTH | 05.02.2019 | 0.00063262 | Submitted vide Distribution True-up petition for 3rd control Period as Annexure-I | Submitted vide Distribution True-up petition for 3rd control Period as Annexure-I
2060 | LTM181030023 Sri.M.o. Quraishi PANEL BOA | GH NORTH | 05.02.2019 | 0.00027356 | Submitted vide Distribution True-up petition for 3rd control Period as Annexure-I | Submitted vide Distribution True-up petition for 3rd control Period as Annexure-I
2061 | LTM181030028 Sri.M.Joel Divakar PANEL BO | GH NORTH | 01.02.2019 | 0.00042175 | Submitted vide Distribution True-up petition for 3rd control Period as Annexure-I | Submitted vide Distribution True-up petition for 3rd control Period as Annexure-I
2062 | LTM181030026 Smt.C.Subhashini PANEL BOAR | GH NORTH | 05.02.2019 | 0.00054712 | Submitted vide Distribution True-up petition for 3rd control Period as Annexure-I | Submitted vide Distribution True-up petition for 3rd control Period as Annexure-I
2063 | E/S TO Sri.MD.MANSOOR ALI KHAN | GH NORTH | 01.03.2019 | 0.0042479 | Submitted vide Distribution True-up petition for 3rd control Period as Annexure-I | Submitted vide Distribution True-up petition for 3rd control Period as Annexure-I
2064 | NR902182643599, B.BOHRA | GH NORTH | 16.02.2019 | 0.001062 | Submitted vide Distribution True-up petition for 3rd control Period as Annexure-I | Submitted vide Distribution True-up petition for 3rd control Period as Annexure-I
2065 | E/s for Sri. D.CHANDRA SHEKAR | GH NORTH | 05.03.2019 | 0.00063403 | Submitted vide Distribution True-up petition for 3rd control Period as Annexure-I | Submitted vide Distribution True-up petition for 3rd control Period as Annexure-I
2066 | ERECTION OF ADDL.DTRs in J'Hills Sub Di | GH NORTH | 01.03.2019 | 0.16644 | Submitted vide Distribution True-up petition for 3rd control Period as Annexure-I | Submitted vide Distribution True-up petition for 3rd control Period as Annexure-I
2067 | LTM181200047 Smt Raparthi Srilatha PANE. | GH NORTH | 05.02.2019 | 0.00062501 | Submitted vide Distribution True-up petition for 3rd control Period as Annexure-I | Submitted vide Distribution True-up petition for 3rd control Period as Annexure-I
2068 | E/S Supply to Abdul Mannan Khan,LTM18123 | GH NORTH | 19.02.2019 | 0.00081307 | Submitted vide Distribution True-up petition for 3rd control Period as Annexure-I | Submitted vide Distribution True-up petition for 3rd control Period as Annexure-I
2069 | E/s for Sri. K.YUGNADHAR RAO | GH NORTH | 05.03.2019 | 0.00056363 | Submitted vide Distribution True-up petition for 3rd control Period as Annexure-I | Submitted vide Distribution True-up petition for 3rd control Period as Annexure-I
2070 | E/S TO SRI GOTTIPATI KRISHNA | GH NORTH | 23.02.2019 | 0.00028116 | Submitted vide Distribution True-up petition for 3rd control Period as Annexure-I | Submitted vide Distribution True-up petition for 3rd control Period as Annexure-I
2071 | E/s to Sri.GATLA SURESH | GH NORTH | 23.02.2019 | 0.00028116 | Submitted vide Distribution True-up petition for 3rd control Period as Annexure-I | Submitted vide Distribution True-up petition for 3rd control Period as Annexure-I
2072 | E/s for Sri. MOIN UL HAQ | GH NORTH | 05.03.2019 | 0.00042272 | Submitted vide Distribution True-up petition for 3rd control Period as Annexure-I | Submitted vide Distribution True-up petition for 3rd control Period as Annexure-I
2073 | LTM181110049 , Bushra Jahan Begum | GH NORTH | 05.03.2020 | 0.00041414 | Submitted vide Distribution True-up petition for 3rd control Period as Annexure-I | Submitted vide Distribution True-up petition for 3rd control Period as Annexure-I
2074 | LTM181200029-Ashraf Rizwan Mohammed | GH NORTH | 05.02.2019 | 0.0003834 | Submitted vide Distribution True-up petition for 3rd control Period as Annexure-I | Submitted vide Distribution True-up petition for 3rd control Period as Annexure-I
2075 | E/S Supply to K.Satyanarayana,LTM1812300 | GH NORTH | 15.02.2019 | 0.00060934 | Submitted vide Distribution True-up petition for 3rd control Period as Annexure-I | Submitted vide Distribution True-up petition for 3rd control Period as Annexure-I
2076 | ERECTION OF ADDL.DTRs in Madhapur sec | GH NORTH | 01.03.2019 | 0.18559 | Submitted vide Distribution True-up petition for 3rd control Period as Annexure-I | Submitted vide Distribution True-up petition for 3rd control Period as Annexure-I
2077 | Replacement of 11 KV AB cable | GH NORTH | 01.03.2019 | 0.026376 | Submitted vide Distribution True-up petition for 3rd control Period as Annexure-I | Submitted vide Distribution True-up petition for 3rd control Period as Annexure-I
2078 | Load Derivation of 1No. CT Meter OF M/S. | GH NORTH | 27.02.2019 | 0.0001554 | Submitted vide Distribution True-up petition for 3rd control Period as Annexure-I | Submitted vide Distribution True-up petition for 3rd control Period as Annexure-I
2079 | LTM181030020 Smt.K.Padma PANEL BOARD | GH NORTH | 27.02.2019 | 0.00049318 | Submitted vide Distribution True-up petition for 3rd control Period as Annexure-I | Submitted vide Distribution True-up petition for 3rd control Period as Annexure-I
2080 | LTM181030024 Sri.Mohammed Imran Khan PAN | GH NORTH | 27.02.2019 | 0.00055538 | Submitted vide Distribution True-up petition for 3rd control Period as Annexure-I | Submitted vide Distribution True-up petition for 3rd control Period as Annexure-I
2081 | LTM181030025 Sri.M.Ashok PANEL BOARD | GH NORTH | 27.02.2019 | 0.00042272 | Submitted vide Distribution True-up petition for 3rd control Period as Annexure-I | Submitted vide Distribution True-up petition for 3rd control Period as Annexure-I
2082 | LTM181030027 Sri.Ibrahim Mohammed Kagdi | GH NORTH | 27.02.2019 | 0.00055538 | Submitted vide Distribution True-up petition for 3rd control Period as Annexure-I | Submitted vide Distribution True-up petition for 3rd control Period as Annexure-I
2083 | LTM181110048,Mallepally Prabhakar | GH NORTH | 27.02.2019 | 0.00035227 | Submitted vide Distribution True-up petition for 3rd control Period as Annexure-I | Submitted vide Distribution True-up petition for 3rd control Period as Annexure-I
2084 | LTM181200052 Sri B.MuraliKrishna PanelBo | GH NORTH | 05.02.2019 | 0.0003834 | Submitted vide Distribution True-up petition for 3rd control Period as Annexure-I | Submitted vide Distribution True-up petition for 3rd control Period as Annexure-I
2085 | E/s for Sri.K.THAMMI NAIDU | GH NORTH | 05.03.2019 | 0.00021136 | Submitted vide Distribution True-up petition for 3rd control Period as Annexure-I | Submitted vide Distribution True-up petition for 3rd control Period as Annexure-I
2086 | , NR902182664273 Sri.K.RADHA | GH NORTH | 01.03.2019 | 0.001062 | Submitted vide Distribution True-up petition for 3rd control Period as Annexure-I | Submitted vide Distribution True-up petition for 3rd control Period as Annexure-I
2087 | LTM181030030 Sri.Naru Gopalmaity PANEL B | GH NORTH | 27.02.2019 | 0.00035227 | Submitted vide Distribution True-up petition for 3rd control Period as Annexure-I | Submitted vide Distribution True-up petition for 3rd control Period as Annexure-I
2088 | E/s for SRI SALEEMA BEGUM | GH NORTH | 05.03.2019 | 0.00049318 | Submitted vide Distribution True-up petition for 3rd control Period as Annexure-I | Submitted vide Distribution True-up petition for 3rd control Period as Annexure-I
2089 | ERECTION OF NEW ADDL.DTRs at Jubilee Hil | GH NORTH | 01.03.2019 | 0.23074 | Submitted vide Distribution True-up petition for 3rd control Period as Annexure-I | Submitted vide Distribution True-up petition for 3rd control Period as Annexure-I
2090 | LTM181040017 SYED ASHFAQ ALI | GH NORTH | 16.02.2019 | 0.0009781 | Submitted vide Distribution True-up petition for 3rd control Period as Annexure-I | Submitted vide Distribution True-up petition for 3rd control Period as Annexure-I
2091 | LTM181040018 RAFEEQ UNNISA BEGUM | GH NORTH | 16.02.2019 | 0.00084545 | Submitted vide Distribution True-up petition for 3rd control Period as Annexure-I | Submitted vide Distribution True-up petition for 3rd control Period as Annexure-I
2092 | Re-conductoring covered conductor, Banja | GH NORTH | 28.02.2019 | 2.357 | Submitted vide Distribution True-up petition for 3rd control Period as Annexure-I | Submitted vide Distribution True-up petition for 3rd control Period as Annexure-I
2093 | LTM181110051,md.muneruddin,8-2-603/H/58 | GH NORTH | 27.02.2019 | 0.00049314 | Submitted vide Distribution True-up petition for 3rd control Period as Annexure-I | Submitted vide Distribution True-up petition for 3rd control Period as Annexure-I
2094 | LTM181110047E/sP.SandeepReddy,ibrahm ng | GH NORTH | 27.02.2019 | 0.00056358 | Submitted vide Distribution True-up petition for 3rd control Period as Annexure-I | Submitted vide Distribution True-up petition for 3rd control Period as Annexure-I
2095 | NR902182667057-Shivaani Rajasekar | GH NORTH | 01.03.2019 | 0.001062 | Submitted vide Distribution True-up petition for 3rd control Period as Annexure-I | Submitted vide Distribution True-up petition for 3rd control Period as Annexure-I
2096 | Shifting of lines Opp Madhapur SS | GH NORTH | 07.03.2019 | 0.60482 | Submitted vide Distribution True-up petition for 3rd control Period as Annexure-I | Submitted vide Distribution True-up petition for 3rd control Period as Annexure-I
2097 | ,NR902192681249,Estimate for extension | GH NORTH | 01.03.2019 | 0.001062 | Submitted vide Distribution True-up petition for 3rd control Period as Annexure-I | Submitted vide Distribution True-up petition for 3rd control Period as Annexure-I
2098 | NR902182669010-D.KOTIREDDY | GH NORTH | 01.03.2019 | 0.001062 | Submitted vide Distribution True-up petition for 3rd control Period as Annexure-I | Submitted vide Distribution True-up petition for 3rd control Period as Annexure-I
2099 | E/s for Sri. D.T.SATYANARAYANA | GH NORTH | 05.03.2019 | 0.00063403 | Submitted vide Distribution True-up petition for 3rd control Period as Annexure-I | Submitted vide Distribution True-up petition for 3rd control Period as Annexure-I
2100 | E/s for Smt. CHEPURI ANITHA | GH NORTH | 05.03.2019 | 0.00056358 | Submitted vide Distribution True-up petition for 3rd control Period as Annexure-I | Submitted vide Distribution True-up petition for 3rd control Period as Annexure-I
2101 | E/s for Smt. NAZIMUNNISA BEGUM | GH NORTH | 05.03.2019 | 0.00035224 | Submitted vide Distribution True-up petition for 3rd control Period as Annexure-I | Submitted vide Distribution True-up petition for 3rd control Period as Annexure-I
2102 | NR902192684516, NR902192684531 A.subhani | GH NORTH | 18.02.2019 | 0.002124 | Submitted vide Distribution True-up petition for 3rd control Period as Annexure-I | Submitted vide Distribution True-up petition for 3rd control Period as Annexure-I
2103 | LTM181030029 Sri.Y.Bheemaiah PANEL BOARD | GH NORTH | 27.02.2019 | 0.00089971 | Submitted vide Distribution True-up petition for 3rd control Period as Annexure-I | Submitted vide Distribution True-up petition for 3rd control Period as Annexure-I
2104 | LTM181030032 Smt.K.Sunitha Premalatha PA | GH NORTH | 27.02.2019 | 0.00082927 | Submitted vide Distribution True-up petition for 3rd control Period as Annexure-I | Submitted vide Distribution True-up petition for 3rd control Period as Annexure-I
2105 | E/s for Smt. NAYEEMA BEGUM | GH NORTH | 05.03.2019 | 0.00069643 | Submitted vide Distribution True-up petition for 3rd control Period as Annexure-I | Submitted vide Distribution True-up petition for 3rd control Period as Annexure-I
2106 | E/s for Smt. N.S.S.MANI | GH NORTH | 05.03.2019 | 0.00049314 | Submitted vide Distribution True-up petition for 3rd control Period as Annexure-I | Submitted vide Distribution True-up petition for 3rd control Period as Annexure-I
2107 | E/s for Sri MOHAMMED MUSTAFA | GH NORTH | 05.03.2019 | 0.00076687 | Submitted vide Distribution True-up petition for 3rd control Period as Annexure-I | Submitted vide Distribution True-up petition for 3rd control Period as Annexure-I
2108 | E/s for Sri.P.SRINIVAS REDDY | GH NORTH | 05.03.2019 | 0.00042269 | Submitted vide Distribution True-up petition for 3rd control Period as Annexure-I | Submitted vide Distribution True-up petition for 3rd control Period as Annexure-I
2109 | Laying of UG Cable at AG Colony Feeder | GH NORTH | 06.03.2019 | 0.09033 | Submitted vide Distribution True-up petition for 3rd control Period as Annexure-I | Submitted vide Distribution True-up petition for 3rd control Period as Annexure-I
2110 | E/s for Sri.S.ARAVIND KUMAR | GH NORTH | 05.03.2019 | 0.00028179 | Submitted vide Distribution True-up petition for 3rd control Period as Annexure-I | Submitted vide Distribution True-up petition for 3rd control Period as Annexure-I