## MAHABOOBNAGAR11-12
SI.NO | Name of the Work Order | Circle Name | capitalisation date | Capitalization Cost (Rs. Crores) | PCC Reference | FCC Reference
1 | C10-E/sto 1No25ADTR at Karvena in Booth | MAHABOOBNAGAR | 07.06.2012 | 0.0077264 | Submitted vide Distribution True-up petition for 2nd control Period as Annexure-I | Submitted vide Distribution True-up petition for 2nd control Period as Annexure-I
2 | C10-18/08-09/DE/100KVA DTR on SS-3 at V | MAHABOOBNAGAR | 07.06.2012 | 0.015866 | Submitted vide Distribution True-up petition for 2nd control Period as Annexure-I | Submitted vide Distribution True-up petition for 2nd control Period as Annexure-I
3 | C10-Reconductoring of 4.0KM 11KV line w | MAHABOOBNAGAR | 27.11.2012 | 0.031327 | Submitted vide Distribution True-up petition for 2nd control Period as Annexure-I | Submitted vide Distribution True-up petition for 2nd control Period as Annexure-I
4 | C10-Enhancement of 63 to 100KVA DTR on | MAHABOOBNAGAR | 27.11.2012 | 0.011801 | Submitted vide Distribution True-up petition for 2nd control Period as Annexure-I | Submitted vide Distribution True-up petition for 2nd control Period as Annexure-I
5 | C10-Erecof 100KVA addl DTR SS-15 Burgul | MAHABOOBNAGAR | 07.06.2012 | 0.013471 | Submitted vide Distribution True-up petition for 2nd control Period as Annexure-I | Submitted vide Distribution True-up petition for 2nd control Period as Annexure-I
6 | C10-Enhnmnt3x10KVAto3x15DTR SS-XI Kasir | MAHABOOBNAGAR | 07.06.2012 | 0.0028027 | Submitted vide Distribution True-up petition for 2nd control Period as Annexure-I | Submitted vide Distribution True-up petition for 2nd control Period as Annexure-I
7 | C10-Enhnmnt2x10KVAto3x15DTR SS-7 Nallac | MAHABOOBNAGAR | 07.06.2012 | 0.0040828 | Submitted vide Distribution True-up petition for 2nd control Period as Annexure-I | Submitted vide Distribution True-up petition for 2nd control Period as Annexure-I
8 | C10-Enhnmnt 3Nos15KVAto3x25DTR SS-X Bur | MAHABOOBNAGAR | 07.06.2012 | 0.0051961 | Submitted vide Distribution True-up petition for 2nd control Period as Annexure-I | Submitted vide Distribution True-up petition for 2nd control Period as Annexure-I
9 | C10-E/sfor3Nos15KVADTR 3x25KVADTR Kamma | MAHABOOBNAGAR | 07.06.2012 | 0.013217 | Submitted vide Distribution True-up petition for 2nd control Period as Annexure-I | Submitted vide Distribution True-up petition for 2nd control Period as Annexure-I
10 | C10-Erec of 11 KV VCB Kmdnm feeder in S | MAHABOOBNAGAR | 13.05.2011 | 0.0014124 | Submitted vide Distribution True-up petition for 2nd control Period as Annexure-I | Submitted vide Distribution True-up petition for 2nd control Period as Annexure-I
11 | C10-Erec of 11 KV VCB Ngulapaly feeder | MAHABOOBNAGAR | 07.06.2012 | 0.31186 | Submitted vide Distribution True-up petition for 2nd control Period as Annexure-I | Submitted vide Distribution True-up petition for 2nd control Period as Annexure-I
12 | C10-ENHAMENT OF 63 KVA DTR AT SOLIPUR V | MAHABOOBNAGAR | 07.06.2012 | 0.010089 | Submitted vide Distribution True-up petition for 2nd control Period as Annexure-I | Submitted vide Distribution True-up petition for 2nd control Period as Annexure-I
13 | Erection of 63 kva dtr at amangal | MAHABOOBNAGAR | 15.09.2012 | 0.011274 | Submitted vide Distribution True-up petition for 2nd control Period as Annexure-I | Submitted vide Distribution True-up petition for 2nd control Period as Annexure-I
14 | C10-Erection of 25KVA Addl, DTR on Exis | MAHABOOBNAGAR | 07.06.2012 | 0.016013 | Submitted vide Distribution True-up petition for 2nd control Period as Annexure-I | Submitted vide Distribution True-up petition for 2nd control Period as Annexure-I
15 | C10-E/s to rplmnt 34condr,LTABcble Kond | MAHABOOBNAGAR | 07.06.2012 | 0.0023847 | Submitted vide Distribution True-up petition for 2nd control Period as Annexure-I | Submitted vide Distribution True-up petition for 2nd control Period as Annexure-I
16 | C10-Providing of 65Nos 3-╪ energy meter | MAHABOOBNAGAR | 07.06.2012 | 0.0047058 | Submitted vide Distribution True-up petition for 2nd control Period as Annexure-I | Submitted vide Distribution True-up petition for 2nd control Period as Annexure-I
17 | C10-Extofsuplyforelecfctn Darmiya thand | MAHABOOBNAGAR | 31.05.2011 | 0.0067119 | Submitted vide Distribution True-up petition for 2nd control Period as Annexure-I | Submitted vide Distribution True-up petition for 2nd control Period as Annexure-I
18 | C10-Erection of 25KVA DTR on SS-XII at | MAHABOOBNAGAR | 07.06.2012 | 0.010805 | Submitted vide Distribution True-up petition for 2nd control Period as Annexure-I | Submitted vide Distribution True-up petition for 2nd control Period as Annexure-I
19 | C10-Enhancement of 25 to 63 KVA DTR on | MAHABOOBNAGAR | 27.11.2012 | 0.015431 | Submitted vide Distribution True-up petition for 2nd control Period as Annexure-I | Submitted vide Distribution True-up petition for 2nd control Period as Annexure-I
20 | C10-E/S to 5x40 W ST Lts for Electrific | MAHABOOBNAGAR | 16.04.2011 | 0.0087783 | Submitted vide Distribution True-up petition for 2nd control Period as Annexure-I | Submitted vide Distribution True-up petition for 2nd control Period as Annexure-I
21 | C10-E/S to 5x40 W ST Lts for Electrific | MAHABOOBNAGAR | 16.05.2011 | 0.010128 | Submitted vide Distribution True-up petition for 2nd control Period as Annexure-I | Submitted vide Distribution True-up petition for 2nd control Period as Annexure-I
22 | C10-E/S to 5x40 W ST Lts for Electrific | MAHABOOBNAGAR | 25.04.2011 | 0.0092287 | Submitted vide Distribution True-up petition for 2nd control Period as Annexure-I | Submitted vide Distribution True-up petition for 2nd control Period as Annexure-I
23 | C10-E/S to 5x40 W ST Lts for Electrific | MAHABOOBNAGAR | 16.04.2011 | 0.0062389 | Submitted vide Distribution True-up petition for 2nd control Period as Annexure-I | Submitted vide Distribution True-up petition for 2nd control Period as Annexure-I
24 | C10-Conversion of 3W/L to 5W/L at Magan | MAHABOOBNAGAR | 07.06.2012 | 0.0052185 | Submitted vide Distribution True-up petition for 2nd control Period as Annexure-I | Submitted vide Distribution True-up petition for 2nd control Period as Annexure-I
25 | C10-Erection of 63KVA Addl DTR on SS-II | MAHABOOBNAGAR | 07.06.2012 | 0.015375 | Submitted vide Distribution True-up petition for 2nd control Period as Annexure-I | Submitted vide Distribution True-up petition for 2nd control Period as Annexure-I
26 | C10-Enhmnt3x15to100KVADTR SS-12 Enkirya | MAHABOOBNAGAR | 07.06.2012 | 0.0065371 | Submitted vide Distribution True-up petition for 2nd control Period as Annexure-I | Submitted vide Distribution True-up petition for 2nd control Period as Annexure-I
27 | C10-E/*sforreplmnt11KVCTPTset Pathamolg | MAHABOOBNAGAR | 30.09.2013 | 0.0035179 | Submitted vide Distribution True-up petition for 2nd control Period as Annexure-I | Submitted vide Distribution True-up petition for 2nd control Period as Annexure-I
28 | C10-E/sto Enhamnt3x15to100KVADTR SS-4 P | MAHABOOBNAGAR | 07.06.2012 | 0.0029822 | Submitted vide Distribution True-up petition for 2nd control Period as Annexure-I | Submitted vide Distribution True-up petition for 2nd control Period as Annexure-I
29 | C10-E/s to 5x40w st. lts. for electrifi | MAHABOOBNAGAR | 28.04.2011 | 0.0039123 | Submitted vide Distribution True-up petition for 2nd control Period as Annexure-I | Submitted vide Distribution True-up petition for 2nd control Period as Annexure-I
30 | C10-E/sfor1No 100KVAaddlDTR SS-IX Kulku | MAHABOOBNAGAR | 07.06.2012 | 0.015044 | Submitted vide Distribution True-up petition for 2nd control Period as Annexure-I | Submitted vide Distribution True-up petition for 2nd control Period as Annexure-I
31 | C10-Erection of 1No.25KVA Addl DTR on S | MAHABOOBNAGAR | 07.06.2012 | 0.0080323 | Submitted vide Distribution True-up petition for 2nd control Period as Annexure-I | Submitted vide Distribution True-up petition for 2nd control Period as Annexure-I
32 | C10-ExtofsuplytoEnhncmnt 3x10to3x25S╪DT | MAHABOOBNAGAR | 07.06.2012 | 0.012691 | Submitted vide Distribution True-up petition for 2nd control Period as Annexure-I | Submitted vide Distribution True-up petition for 2nd control Period as Annexure-I
33 | C10-Enhancement of 3x10 to 3x25KVA DTR' | MAHABOOBNAGAR | 07.06.2012 | 0.013714 | Submitted vide Distribution True-up petition for 2nd control Period as Annexure-I | Submitted vide Distribution True-up petition for 2nd control Period as Annexure-I
34 | C10-Enhancement of 3x10 to 3x25KVA DTR' | MAHABOOBNAGAR | 07.06.2012 | 0.015076 | Submitted vide Distribution True-up petition for 2nd control Period as Annexure-I | Submitted vide Distribution True-up petition for 2nd control Period as Annexure-I
35 | C10-PROV OF 4 NO 33/11KV FEDARS FROM 22 | MAHABOOBNAGAR | 07.06.2012 | 0.34383 | Submitted vide Distribution True-up petition for 2nd control Period as Annexure-I | Submitted vide Distribution True-up petition for 2nd control Period as Annexure-I
36 | C10-E/stoerec2Nos15KVADTR at Koduparthy | MAHABOOBNAGAR | 07.06.2012 | 0.0084189 | Submitted vide Distribution True-up petition for 2nd control Period as Annexure-I | Submitted vide Distribution True-up petition for 2nd control Period as Annexure-I
37 | C10-E/stoerec1No15KVADTR at Bajipur inT | MAHABOOBNAGAR | 07.06.2012 | 0.0039158 | Submitted vide Distribution True-up petition for 2nd control Period as Annexure-I | Submitted vide Distribution True-up petition for 2nd control Period as Annexure-I
38 | C10-100KVA addl DTR at Tankara-V in HW | MAHABOOBNAGAR | 07.06.2012 | 0.022523 | Submitted vide Distribution True-up petition for 2nd control Period as Annexure-I | Submitted vide Distribution True-up petition for 2nd control Period as Annexure-I
39 | C10-100KVA addl DTR at KOnganthi pally | MAHABOOBNAGAR | 07.06.2012 | 0.017184 | Submitted vide Distribution True-up petition for 2nd control Period as Annexure-I | Submitted vide Distribution True-up petition for 2nd control Period as Annexure-I
40 | C10-Err.of 1Nos 100KVA DTRS ON SS-X THI | MAHABOOBNAGAR | 07.06.2012 | 0.020406 | Submitted vide Distribution True-up petition for 2nd control Period as Annexure-I | Submitted vide Distribution True-up petition for 2nd control Period as Annexure-I
41 | C10-E/stoerecof1No 15KVADTR at Bajipur | MAHABOOBNAGAR | 07.06.2012 | 0.0030791 | Submitted vide Distribution True-up petition for 2nd control Period as Annexure-I | Submitted vide Distribution True-up petition for 2nd control Period as Annexure-I
42 | C10-Ereof 3x10KVADTR SS-9 Elikatta in F | MAHABOOBNAGAR | 07.06.2012 | 0.0025017 | Submitted vide Distribution True-up petition for 2nd control Period as Annexure-I | Submitted vide Distribution True-up petition for 2nd control Period as Annexure-I
43 | C10-Erection of 1 No 100 KVA Addl, DTR | MAHABOOBNAGAR | 07.06.2012 | 0.024671 | Submitted vide Distribution True-up petition for 2nd control Period as Annexure-I | Submitted vide Distribution True-up petition for 2nd control Period as Annexure-I
44 | C10-E/sto Enhmnt 1x15 to 1x25 S╪KVADTR | MAHABOOBNAGAR | 07.06.2012 | 0.01072 | Submitted vide Distribution True-up petition for 2nd control Period as Annexure-I | Submitted vide Distribution True-up petition for 2nd control Period as Annexure-I
45 | C10-Ereof 3x15KVADTR SS-3 Chinchode in | MAHABOOBNAGAR | 07.06.2012 | 0.0016502 | Submitted vide Distribution True-up petition for 2nd control Period as Annexure-I | Submitted vide Distribution True-up petition for 2nd control Period as Annexure-I
46 | C10-Ereof 100 KVADTR SS-6 Police St. at | MAHABOOBNAGAR | 07.06.2012 | 0.0026439 | Submitted vide Distribution True-up petition for 2nd control Period as Annexure-I | Submitted vide Distribution True-up petition for 2nd control Period as Annexure-I
47 | C10-E/sto 1No100KVADTR SS-16 Velumalapa | MAHABOOBNAGAR | 07.06.2012 | 0.016681 | Submitted vide Distribution True-up petition for 2nd control Period as Annexure-I | Submitted vide Distribution True-up petition for 2nd control Period as Annexure-I
48 | C10-Err.of 1No25KVA DTR reloverthe100KV | MAHABOOBNAGAR | 07.06.2012 | 0.01958 | Submitted vide Distribution True-up petition for 2nd control Period as Annexure-I | Submitted vide Distribution True-up petition for 2nd control Period as Annexure-I
49 | C10-Prodng19 Nos C.I earthpipes in Op.S | MAHABOOBNAGAR | 07.06.2012 | 0.0075337 | Submitted vide Distribution True-up petition for 2nd control Period as Annexure-I | Submitted vide Distribution True-up petition for 2nd control Period as Annexure-I
50 | C10-137/5-6/SE/2x25KVA DTR on63 SS-3 at | MAHABOOBNAGAR | 26.05.2011 | 0.01548 | Submitted vide Distribution True-up petition for 2nd control Period as Annexure-I | Submitted vide Distribution True-up petition for 2nd control Period as Annexure-I
51 | C10-Ext of suplyelecfn VenkammagudaTand | MAHABOOBNAGAR | 15.08.2011 | 0.014525 | Submitted vide Distribution True-up petition for 2nd control Period as Annexure-I | Submitted vide Distribution True-up petition for 2nd control Period as Annexure-I
52 | C10-Ext of suplyelecfn BCcolony at Velj | MAHABOOBNAGAR | 15.08.2011 | 0.015001 | Submitted vide Distribution True-up petition for 2nd control Period as Annexure-I | Submitted vide Distribution True-up petition for 2nd control Period as Annexure-I
53 | C10-Erection of 1x25KVA Addl DTR on SS- | MAHABOOBNAGAR | 07.06.2012 | 0.012341 | Submitted vide Distribution True-up petition for 2nd control Period as Annexure-I | Submitted vide Distribution True-up petition for 2nd control Period as Annexure-I
54 | C10-E/s for electrification of Gokaram | MAHABOOBNAGAR | 08.09.2011 | 0.012445 | Submitted vide Distribution True-up petition for 2nd control Period as Annexure-I | Submitted vide Distribution True-up petition for 2nd control Period as Annexure-I
55 | C10-E/sto 3Nos25KVADTRS╪ SS-I at Charak | MAHABOOBNAGAR | 07.06.2012 | 0.014888 | Submitted vide Distribution True-up petition for 2nd control Period as Annexure-I | Submitted vide Distribution True-up petition for 2nd control Period as Annexure-I
56 | C10-Extofsuply3Nos15KVAS╪DTR Sirsangand | MAHABOOBNAGAR | 07.06.2012 | 0.014568 | Submitted vide Distribution True-up petition for 2nd control Period as Annexure-I | Submitted vide Distribution True-up petition for 2nd control Period as Annexure-I
57 | C10-Elefctn Jidivadkatanda Chatanpally | MAHABOOBNAGAR | 09.05.2011 | 0.012913 | Submitted vide Distribution True-up petition for 2nd control Period as Annexure-I | Submitted vide Distribution True-up petition for 2nd control Period as Annexure-I
58 | C10-Erection of 100KVA DTR on SS-III at | MAHABOOBNAGAR | 07.06.2012 | 0.017672 | Submitted vide Distribution True-up petition for 2nd control Period as Annexure-I | Submitted vide Distribution True-up petition for 2nd control Period as Annexure-I
59 | C10-Erection of 1No.63KVA Addl DTR SS-I | MAHABOOBNAGAR | 07.06.2012 | 0.014304 | Submitted vide Distribution True-up petition for 2nd control Period as Annexure-I | Submitted vide Distribution True-up petition for 2nd control Period as Annexure-I
60 | C10-Enhancement of 3x10 to 3x15 KVA DTR | MAHABOOBNAGAR | 07.06.2012 | 0.0081308 | Submitted vide Distribution True-up petition for 2nd control Period as Annexure-I | Submitted vide Distribution True-up petition for 2nd control Period as Annexure-I
61 | C10-Erection of 25 KVA Addl, DTR at Dam | MAHABOOBNAGAR | 07.06.2012 | 0.019649 | Submitted vide Distribution True-up petition for 2nd control Period as Annexure-I | Submitted vide Distribution True-up petition for 2nd control Period as Annexure-I
62 | C10-100KVA addl DTR at Salloni pally-II | MAHABOOBNAGAR | 07.06.2012 | 0.013514 | Submitted vide Distribution True-up petition for 2nd control Period as Annexure-I | Submitted vide Distribution True-up petition for 2nd control Period as Annexure-I
63 | C10-E/sto 1No100KVAaddlDTR at Tirumalap | MAHABOOBNAGAR | 07.06.2012 | 0.01342 | Submitted vide Distribution True-up petition for 2nd control Period as Annexure-I | Submitted vide Distribution True-up petition for 2nd control Period as Annexure-I
64 | C10-E/sto 1No 25KVAaddlDTR at Khanapur | MAHABOOBNAGAR | 07.06.2012 | 0.013325 | Submitted vide Distribution True-up petition for 2nd control Period as Annexure-I | Submitted vide Distribution True-up petition for 2nd control Period as Annexure-I
65 | C10-640/07-08/SE/25kVA S-PH DTR SS-I at | MAHABOOBNAGAR | 07.06.2012 | 0.0070319 | Submitted vide Distribution True-up petition for 2nd control Period as Annexure-I | Submitted vide Distribution True-up petition for 2nd control Period as Annexure-I
66 | C10-E/sto 3Nos 15 KVADTR SS-12 Julapall | MAHABOOBNAGAR | 07.06.2012 | 0.0033136 | Submitted vide Distribution True-up petition for 2nd control Period as Annexure-I | Submitted vide Distribution True-up petition for 2nd control Period as Annexure-I
67 | C10-Enhancement of 63 to 100KVA DTR at | MAHABOOBNAGAR | 19.07.2011 | 0.00088858 | Submitted vide Distribution True-up petition for 2nd control Period as Annexure-I | Submitted vide Distribution True-up petition for 2nd control Period as Annexure-I
68 | C10-Extof suply electrfictn Chedurvally | MAHABOOBNAGAR | 19.04.2011 | 0.010756 | Submitted vide Distribution True-up petition for 2nd control Period as Annexure-I | Submitted vide Distribution True-up petition for 2nd control Period as Annexure-I
69 | C10-E/S to 5x40W Street lig, for electr | MAHABOOBNAGAR | 24.07.2011 | 0.0076981 | Submitted vide Distribution True-up petition for 2nd control Period as Annexure-I | Submitted vide Distribution True-up petition for 2nd control Period as Annexure-I
70 | C10-E/S to 5x40W Street lig, for electr | MAHABOOBNAGAR | 24.07.2011 | 0.011859 | Submitted vide Distribution True-up petition for 2nd control Period as Annexure-I | Submitted vide Distribution True-up petition for 2nd control Period as Annexure-I
71 | C10-E/S to 5x40W Street lig, for electr | MAHABOOBNAGAR | 10.11.2011 | 0.0026482 | Submitted vide Distribution True-up petition for 2nd control Period as Annexure-I | Submitted vide Distribution True-up petition for 2nd control Period as Annexure-I
72 | C10-E/S to 5x40W Street lig, for electr | MAHABOOBNAGAR | 23.07.2011 | 0.0070003 | Submitted vide Distribution True-up petition for 2nd control Period as Annexure-I | Submitted vide Distribution True-up petition for 2nd control Period as Annexure-I
73 | C10-E/sto 1No100KVAaddlDTR SS-2 Tirumal | MAHABOOBNAGAR | 07.06.2012 | 0.014381 | Submitted vide Distribution True-up petition for 2nd control Period as Annexure-I | Submitted vide Distribution True-up petition for 2nd control Period as Annexure-I
74 | C10-E/sto 1No100KVAaddlDTR at Bodajanam | MAHABOOBNAGAR | 07.06.2012 | 0.016265 | Submitted vide Distribution True-up petition for 2nd control Period as Annexure-I | Submitted vide Distribution True-up petition for 2nd control Period as Annexure-I
75 | C10-E/s to 1No 100 KVA addl DTR at Raja | MAHABOOBNAGAR | 07.06.2012 | 0.015596 | Submitted vide Distribution True-up petition for 2nd control Period as Annexure-I | Submitted vide Distribution True-up petition for 2nd control Period as Annexure-I
76 | C10-33/08-09/DE/25KVA S-PT on SS-1at Ju | MAHABOOBNAGAR | 07.06.2012 | 0.0056379 | Submitted vide Distribution True-up petition for 2nd control Period as Annexure-I | Submitted vide Distribution True-up petition for 2nd control Period as Annexure-I
77 | C10-12/8-9/DE/1.5 KM ABCable at Ch'Danw | MAHABOOBNAGAR | 01.04.2011 | 0.0065936 | Submitted vide Distribution True-up petition for 2nd control Period as Annexure-I | Submitted vide Distribution True-up petition for 2nd control Period as Annexure-I
78 | C10-E/s to Enhnmnt 10 KVA DTRto25S╪ Chi | MAHABOOBNAGAR | 07.06.2012 | 0.0042303 | Submitted vide Distribution True-up petition for 2nd control Period as Annexure-I | Submitted vide Distribution True-up petition for 2nd control Period as Annexure-I
79 | C10-E/stoenhmntof25to63KVADTR SS-5 Elik | MAHABOOBNAGAR | 07.06.2012 | 0.0029659 | Submitted vide Distribution True-up petition for 2nd control Period as Annexure-I | Submitted vide Distribution True-up petition for 2nd control Period as Annexure-I
80 | C10-Erection of 1Nos 15KVA Addl, DTR's | MAHABOOBNAGAR | 07.06.2012 | 0.0028229 | Submitted vide Distribution True-up petition for 2nd control Period as Annexure-I | Submitted vide Distribution True-up petition for 2nd control Period as Annexure-I
81 | C10-Erection of 100KVA DTR on SS-IV at | MAHABOOBNAGAR | 07.06.2012 | 0.011803 | Submitted vide Distribution True-up petition for 2nd control Period as Annexure-I | Submitted vide Distribution True-up petition for 2nd control Period as Annexure-I
82 | C10-Erection of 1No.100KVA DTR on SS-II | MAHABOOBNAGAR | 07.06.2012 | 0.019488 | Submitted vide Distribution True-up petition for 2nd control Period as Annexure-I | Submitted vide Distribution True-up petition for 2nd control Period as Annexure-I
83 | C10-Erection of 25KVA Addl, DTR on SS-I | MAHABOOBNAGAR | 07.06.2012 | 0.0091681 | Submitted vide Distribution True-up petition for 2nd control Period as Annexure-I | Submitted vide Distribution True-up petition for 2nd control Period as Annexure-I
84 | C10-Enhcmnt 4x10 to 1x100KVADTR SS-9 Sa | MAHABOOBNAGAR | 07.06.2012 | 0.010089 | Submitted vide Distribution True-up petition for 2nd control Period as Annexure-I | Submitted vide Distribution True-up petition for 2nd control Period as Annexure-I
85 | C10-E/s to 5x40w st. lts. for electrifi | MAHABOOBNAGAR | 28.04.2011 | 0.0064992 | Submitted vide Distribution True-up petition for 2nd control Period as Annexure-I | Submitted vide Distribution True-up petition for 2nd control Period as Annexure-I
86 | C10-Err.of 1No15KVA Addl, DTR on SS-II | MAHABOOBNAGAR | 07.06.2012 | 0.0058874 | Submitted vide Distribution True-up petition for 2nd control Period as Annexure-I | Submitted vide Distribution True-up petition for 2nd control Period as Annexure-I
87 | C10-E/s to 5x40W Street lights for Elec | MAHABOOBNAGAR | 07.06.2011 | 0.010606 | Submitted vide Distribution True-up petition for 2nd control Period as Annexure-I | Submitted vide Distribution True-up petition for 2nd control Period as Annexure-I
88 | C10-E/stoprovdng 7To24hrsuply 3x15to100 | MAHABOOBNAGAR | 07.06.2012 | 0.019024 | Submitted vide Distribution True-up petition for 2nd control Period as Annexure-I | Submitted vide Distribution True-up petition for 2nd control Period as Annexure-I
89 | C10-Erection of 1No.63KVA Addl DTR SS-V | MAHABOOBNAGAR | 07.06.2012 | 0.018451 | Submitted vide Distribution True-up petition for 2nd control Period as Annexure-I | Submitted vide Distribution True-up petition for 2nd control Period as Annexure-I
90 | C10-137/8-9/DE/25KVA S-PhDTRon3x15SS-5a | MAHABOOBNAGAR | 07.06.2012 | 0.0080694 | Submitted vide Distribution True-up petition for 2nd control Period as Annexure-I | Submitted vide Distribution True-up petition for 2nd control Period as Annexure-I
91 | C10-E/stoeleftn GangyaTanda GattuIppala | MAHABOOBNAGAR | 21.06.2011 | 0.0096917 | Submitted vide Distribution True-up petition for 2nd control Period as Annexure-I | Submitted vide Distribution True-up petition for 2nd control Period as Annexure-I
92 | C10-E/s to 5x40w st. lts. for electrifi | MAHABOOBNAGAR | 07.06.2011 | 0.010075 | Submitted vide Distribution True-up petition for 2nd control Period as Annexure-I | Submitted vide Distribution True-up petition for 2nd control Period as Annexure-I
93 | C10-Erection of 100KVA DTR on SS-IX at | MAHABOOBNAGAR | 07.06.2012 | 0.0031923 | Submitted vide Distribution True-up petition for 2nd control Period as Annexure-I | Submitted vide Distribution True-up petition for 2nd control Period as Annexure-I
94 | C10-Erection of 100KVA Addl, DTR on SS- | MAHABOOBNAGAR | 07.06.2012 | 0.021876 | Submitted vide Distribution True-up petition for 2nd control Period as Annexure-I | Submitted vide Distribution True-up petition for 2nd control Period as Annexure-I
95 | C10-Enhancement of 63 to 100KVA DTR on | MAHABOOBNAGAR | 07.06.2012 | 0.011769 | Submitted vide Distribution True-up petition for 2nd control Period as Annexure-I | Submitted vide Distribution True-up petition for 2nd control Period as Annexure-I
96 | C10-E/s to 5x40W Street lights for Elec | MAHABOOBNAGAR | 14.06.2011 | 0.013559 | Submitted vide Distribution True-up petition for 2nd control Period as Annexure-I | Submitted vide Distribution True-up petition for 2nd control Period as Annexure-I
97 | C10-E/sto 1No100KVADTR SS-12 Rangapoor | MAHABOOBNAGAR | 07.06.2012 | 0.014065 | Submitted vide Distribution True-up petition for 2nd control Period as Annexure-I | Submitted vide Distribution True-up petition for 2nd control Period as Annexure-I
98 | C10-E/sto 1No100KVADTR SS-12 Vangoor in | MAHABOOBNAGAR | 07.06.2012 | 0.016435 | Submitted vide Distribution True-up petition for 2nd control Period as Annexure-I | Submitted vide Distribution True-up petition for 2nd control Period as Annexure-I
99 | C10-Erection of 1No.63KVA Addl DTR SS-V | MAHABOOBNAGAR | 07.06.2012 | 0.022449 | Submitted vide Distribution True-up petition for 2nd control Period as Annexure-I | Submitted vide Distribution True-up petition for 2nd control Period as Annexure-I
100 | C10-Enhmnt3x10 to3x25KVADTR SS-6 Madhur | MAHABOOBNAGAR | 07.06.2012 | 0.006619 | Submitted vide Distribution True-up petition for 2nd control Period as Annexure-I | Submitted vide Distribution True-up petition for 2nd control Period as Annexure-I
101 | C10-Enhmnt3x15 to3x25KVADTR SS-17 Raika | MAHABOOBNAGAR | 07.06.2012 | 0.0052014 | Submitted vide Distribution True-up petition for 2nd control Period as Annexure-I | Submitted vide Distribution True-up petition for 2nd control Period as Annexure-I
102 | C10-Erection of 100KVA Addl, DTR on SS- | MAHABOOBNAGAR | 07.06.2012 | 0.017475 | Submitted vide Distribution True-up petition for 2nd control Period as Annexure-I | Submitted vide Distribution True-up petition for 2nd control Period as Annexure-I
103 | C10-E/s to elefictn SCcolony Khanapur , | MAHABOOBNAGAR | 24.04.2011 | 0.010393 | Submitted vide Distribution True-up petition for 2nd control Period as Annexure-I | Submitted vide Distribution True-up petition for 2nd control Period as Annexure-I
104 | C10-E/s to elefictn KarkusTanda at Khan | MAHABOOBNAGAR | 14.12.2011 | 0.011314 | Submitted vide Distribution True-up petition for 2nd control Period as Annexure-I | Submitted vide Distribution True-up petition for 2nd control Period as Annexure-I
105 | C10-114/8-9/DE/100KVA DTR on100 SS-3 at | MAHABOOBNAGAR | 07.06.2012 | 0.014048 | Submitted vide Distribution True-up petition for 2nd control Period as Annexure-I | Submitted vide Distribution True-up petition for 2nd control Period as Annexure-I
106 | C10-25KVA addl DTR at Madharam-VII in H | MAHABOOBNAGAR | 07.06.2012 | 0.019625 | Submitted vide Distribution True-up petition for 2nd control Period as Annexure-I | Submitted vide Distribution True-up petition for 2nd control Period as Annexure-I
107 | C10-E/s to elefictn Gauripally at Khan | MAHABOOBNAGAR | 28.10.2011 | 0.0099275 | Submitted vide Distribution True-up petition for 2nd control Period as Annexure-I | Submitted vide Distribution True-up petition for 2nd control Period as Annexure-I
108 | C10-E/s to elefictn Viranapally H/o G.I | MAHABOOBNAGAR | 24.04.2011 | 0.010795 | Submitted vide Distribution True-up petition for 2nd control Period as Annexure-I | Submitted vide Distribution True-up petition for 2nd control Period as Annexure-I
109 | C10-E/s to elefictn SCcolony at G.I.Pal | MAHABOOBNAGAR | 14.12.2011 | 0.011192 | Submitted vide Distribution True-up petition for 2nd control Period as Annexure-I | Submitted vide Distribution True-up petition for 2nd control Period as Annexure-I
110 | C10-Erection of 25KVA Addl, DTR at Haji | MAHABOOBNAGAR | 07.06.2012 | 0.016815 | Submitted vide Distribution True-up petition for 2nd control Period as Annexure-I | Submitted vide Distribution True-up petition for 2nd control Period as Annexure-I
111 | C10-E/stoelefictn Arlakuntanda Venkatra | MAHABOOBNAGAR | 24.04.2011 | 0.011227 | Submitted vide Distribution True-up petition for 2nd control Period as Annexure-I | Submitted vide Distribution True-up petition for 2nd control Period as Annexure-I
112 | C10-E/stoelefictn SCcolopny at Venkatra | MAHABOOBNAGAR | 24.04.2011 | 0.011014 | Submitted vide Distribution True-up petition for 2nd control Period as Annexure-I | Submitted vide Distribution True-up petition for 2nd control Period as Annexure-I
113 | C10-E/sto 1No 63KV addl ADTR SS-I at Ji | MAHABOOBNAGAR | 07.06.2012 | 0.016956 | Submitted vide Distribution True-up petition for 2nd control Period as Annexure-I | Submitted vide Distribution True-up petition for 2nd control Period as Annexure-I
114 | C10-e/stoeleftn SColony Lingareddypally | MAHABOOBNAGAR | 19.04.2011 | 0.015667 | Submitted vide Distribution True-up petition for 2nd control Period as Annexure-I | Submitted vide Distribution True-up petition for 2nd control Period as Annexure-I
115 | C10-E/s to 1No100KVAaddlDTR SS-I Kucher | MAHABOOBNAGAR | 07.06.2012 | 0.014206 | Submitted vide Distribution True-up petition for 2nd control Period as Annexure-I | Submitted vide Distribution True-up petition for 2nd control Period as Annexure-I
116 | C10-E/s1No100KVADTR SS-14-19-014-006 V | MAHABOOBNAGAR | 07.06.2012 | 0.030212 | Submitted vide Distribution True-up petition for 2nd control Period as Annexure-I | Submitted vide Distribution True-up petition for 2nd control Period as Annexure-I
117 | C10-Erection of 1No.25KVA Addl DTR at V | MAHABOOBNAGAR | 07.06.2012 | 0.007219 | Submitted vide Distribution True-up petition for 2nd control Period as Annexure-I | Submitted vide Distribution True-up petition for 2nd control Period as Annexure-I
118 | C10-E/stoelefictn K.K.Tanda Gattippalap | MAHABOOBNAGAR | 24.04.2011 | 0.0086623 | Submitted vide Distribution True-up petition for 2nd control Period as Annexure-I | Submitted vide Distribution True-up petition for 2nd control Period as Annexure-I
119 | C10-E/stoelefictn V.P Tanda,Gattippalap | MAHABOOBNAGAR | 24.04.2011 | 0.0088222 | Submitted vide Distribution True-up petition for 2nd control Period as Annexure-I | Submitted vide Distribution True-up petition for 2nd control Period as Annexure-I
120 | C10-E/stoelefictn SCcolony H/o Challamp | MAHABOOBNAGAR | 30.04.2011 | 0.0091262 | Submitted vide Distribution True-up petition for 2nd control Period as Annexure-I | Submitted vide Distribution True-up petition for 2nd control Period as Annexure-I
121 | C10-E/stoeleftn Pr.K.Tanda GattuIppalap | MAHABOOBNAGAR | 14.12.2011 | 0.014279 | Submitted vide Distribution True-up petition for 2nd control Period as Annexure-I | Submitted vide Distribution True-up petition for 2nd control Period as Annexure-I
122 | C10-E/stoeleftn PnkiyaTanda GattuIppala | MAHABOOBNAGAR | 15.06.2011 | 0.010448 | Submitted vide Distribution True-up petition for 2nd control Period as Annexure-I | Submitted vide Distribution True-up petition for 2nd control Period as Annexure-I
123 | C10-E/sto 1No100KVADTR SS-8 Chegunta in | MAHABOOBNAGAR | 07.06.2012 | 0.016992 | Submitted vide Distribution True-up petition for 2nd control Period as Annexure-I | Submitted vide Distribution True-up petition for 2nd control Period as Annexure-I
124 | C10-Extofsuplyforelecfctn Yellamagaddat | MAHABOOBNAGAR | 31.05.2011 | 0.0070313 | Submitted vide Distribution True-up petition for 2nd control Period as Annexure-I | Submitted vide Distribution True-up petition for 2nd control Period as Annexure-I
125 | C10-Extofsuplyforelecfctn Bikyanaiktand | MAHABOOBNAGAR | 09.05.2011 | 0.013627 | Submitted vide Distribution True-up petition for 2nd control Period as Annexure-I | Submitted vide Distribution True-up petition for 2nd control Period as Annexure-I
126 | C10-Erection of 0.26KM LT 3-╪ 4W/L for | MAHABOOBNAGAR | 07.06.2012 | 0.0023349 | Submitted vide Distribution True-up petition for 2nd control Period as Annexure-I | Submitted vide Distribution True-up petition for 2nd control Period as Annexure-I
127 | C10-Elefctn of SColony at Chowderpally | MAHABOOBNAGAR | 19.04.2011 | 0.015833 | Submitted vide Distribution True-up petition for 2nd control Period as Annexure-I | Submitted vide Distribution True-up petition for 2nd control Period as Annexure-I
128 | C10-Elefctn of SColony at Chandrainpall | MAHABOOBNAGAR | 19.04.2011 | 0.014908 | Submitted vide Distribution True-up petition for 2nd control Period as Annexure-I | Submitted vide Distribution True-up petition for 2nd control Period as Annexure-I
129 | C10-E/sforeleftn of Raghaipally Tanda i | MAHABOOBNAGAR | 23.04.2011 | 0.017263 | Submitted vide Distribution True-up petition for 2nd control Period as Annexure-I | Submitted vide Distribution True-up petition for 2nd control Period as Annexure-I
130 | C10-Erection of 1No.25KVA Addl DTR at V | MAHABOOBNAGAR | 07.06.2012 | 0.0092422 | Submitted vide Distribution True-up petition for 2nd control Period as Annexure-I | Submitted vide Distribution True-up petition for 2nd control Period as Annexure-I
131 | C10-Erection of 1 No 100 KVA Addl, DTR | MAHABOOBNAGAR | 07.06.2012 | 0.019715 | Submitted vide Distribution True-up petition for 2nd control Period as Annexure-I | Submitted vide Distribution True-up petition for 2nd control Period as Annexure-I
132 | C10-E/stoeleftn BCcolony Makthamadharam | MAHABOOBNAGAR | 24.04.2011 | 0.0099985 | Submitted vide Distribution True-up petition for 2nd control Period as Annexure-I | Submitted vide Distribution True-up petition for 2nd control Period as Annexure-I
133 | C10-E/stoeleftn SCcolony at Medakpally | MAHABOOBNAGAR | 14.12.2011 | 0.011211 | Submitted vide Distribution True-up petition for 2nd control Period as Annexure-I | Submitted vide Distribution True-up petition for 2nd control Period as Annexure-I
134 | C10-E/stoeleftn Naimatapur H/o Raviched | MAHABOOBNAGAR | 24.04.2011 | 0.010801 | Submitted vide Distribution True-up petition for 2nd control Period as Annexure-I | Submitted vide Distribution True-up petition for 2nd control Period as Annexure-I
135 | C10-E/stoeleftn BCcolony H/o raviched i | MAHABOOBNAGAR | 24.04.2011 | 0.0094085 | Submitted vide Distribution True-up petition for 2nd control Period as Annexure-I | Submitted vide Distribution True-up petition for 2nd control Period as Annexure-I
136 | C10-E/stoeleftn SCcolony H/o Makthamadh | MAHABOOBNAGAR | 24.04.2011 | 0.011085 | Submitted vide Distribution True-up petition for 2nd control Period as Annexure-I | Submitted vide Distribution True-up petition for 2nd control Period as Annexure-I
137 | C10-Erection of 3Nos.15KVA DTR's on SS- | MAHABOOBNAGAR | 07.06.2012 | 0.0094744 | Submitted vide Distribution True-up petition for 2nd control Period as Annexure-I | Submitted vide Distribution True-up petition for 2nd control Period as Annexure-I
138 | C10-Erection of 3Nos.15KVA DTR's on SS- | MAHABOOBNAGAR | 07.06.2012 | 0.0075708 | Submitted vide Distribution True-up petition for 2nd control Period as Annexure-I | Submitted vide Distribution True-up petition for 2nd control Period as Annexure-I
139 | C10-Erecof100KVADTR to SS-13at Peerlagu | MAHABOOBNAGAR | 07.06.2012 | 0.01577 | Submitted vide Distribution True-up petition for 2nd control Period as Annexure-I | Submitted vide Distribution True-up petition for 2nd control Period as Annexure-I
140 | C10-Erection of 1No.63KVA Addl DTR SS-I | MAHABOOBNAGAR | 07.06.2012 | 0.01212 | Submitted vide Distribution True-up petition for 2nd control Period as Annexure-I | Submitted vide Distribution True-up petition for 2nd control Period as Annexure-I
141 | C10-Erection of 1No.63KVA Addl DTR SS-X | MAHABOOBNAGAR | 07.06.2012 | 0.013103 | Submitted vide Distribution True-up petition for 2nd control Period as Annexure-I | Submitted vide Distribution True-up petition for 2nd control Period as Annexure-I
142 | C10-Erection of 1No.63KVA Addl DTR SS-X | MAHABOOBNAGAR | 07.06.2012 | 0.016718 | Submitted vide Distribution True-up petition for 2nd control Period as Annexure-I | Submitted vide Distribution True-up petition for 2nd control Period as Annexure-I
143 | C10-Erecof 25KVA addl DTR SS-2 Nerellac | MAHABOOBNAGAR | 07.06.2012 | 0.0092345 | Submitted vide Distribution True-up petition for 2nd control Period as Annexure-I | Submitted vide Distribution True-up petition for 2nd control Period as Annexure-I
144 | C10-Erecof 100KVA addl DTR SS-2 Burgula | MAHABOOBNAGAR | 07.06.2012 | 0.013469 | Submitted vide Distribution True-up petition for 2nd control Period as Annexure-I | Submitted vide Distribution True-up petition for 2nd control Period as Annexure-I
145 | C10-Erection of 1No.100KVA DTR on SS-II | MAHABOOBNAGAR | 07.06.2012 | 0.010402 | Submitted vide Distribution True-up petition for 2nd control Period as Annexure-I | Submitted vide Distribution True-up petition for 2nd control Period as Annexure-I
146 | C10-E/s to 2.2KM 11KV line express feed | MAHABOOBNAGAR | 07.06.2012 | 0.032526 | Submitted vide Distribution True-up petition for 2nd control Period as Annexure-I | Submitted vide Distribution True-up petition for 2nd control Period as Annexure-I
147 | Erection of 63 kva dtr at amangal | MAHABOOBNAGAR | 07.06.2012 | 0.012759 | Submitted vide Distribution True-up petition for 2nd control Period as Annexure-I | Submitted vide Distribution True-up petition for 2nd control Period as Annexure-I
148 | C10-E/sforprovdng ABcable LTS╪2wire Eli | MAHABOOBNAGAR | 07.06.2012 | 0.0039286 | Submitted vide Distribution True-up petition for 2nd control Period as Annexure-I | Submitted vide Distribution True-up petition for 2nd control Period as Annexure-I
149 | C10-Eection of 1No.25KVA DTR on SS-III | MAHABOOBNAGAR | 07.06.2012 | 0.019308 | Submitted vide Distribution True-up petition for 2nd control Period as Annexure-I | Submitted vide Distribution True-up petition for 2nd control Period as Annexure-I
150 | C10-E/s to 5x40w st. lts. for electrifi | MAHABOOBNAGAR | 20.06.2011 | 0.011996 | Submitted vide Distribution True-up petition for 2nd control Period as Annexure-I | Submitted vide Distribution True-up petition for 2nd control Period as Annexure-I
151 | C10-E/s to 5x40w st. lts. for electrifi | MAHABOOBNAGAR | 07.06.2011 | 0.010201 | Submitted vide Distribution True-up petition for 2nd control Period as Annexure-I | Submitted vide Distribution True-up petition for 2nd control Period as Annexure-I
152 | C10-Enh'ment of 63 to 100KVA on SS-XXII | MAHABOOBNAGAR | 27.11.2012 | 0.0029472 | Submitted vide Distribution True-up petition for 2nd control Period as Annexure-I | Submitted vide Distribution True-up petition for 2nd control Period as Annexure-I
153 | C10-ENHANS OF PTR AT GUNDOOR IN KVK | MAHABOOBNAGAR | 07.06.2012 | 0.0084769 | Submitted vide Distribution True-up petition for 2nd control Period as Annexure-I | Submitted vide Distribution True-up petition for 2nd control Period as Annexure-I
154 | C10-E/s to 5x40W street lights for elec | MAHABOOBNAGAR | 31.12.2011 | 0.0054992 | Submitted vide Distribution True-up petition for 2nd control Period as Annexure-I | Submitted vide Distribution True-up petition for 2nd control Period as Annexure-I
155 | C10-Extofsuplytoshitng 1No 100KV DTR SS | MAHABOOBNAGAR | 07.06.2012 | 0.014029 | Submitted vide Distribution True-up petition for 2nd control Period as Annexure-I | Submitted vide Distribution True-up petition for 2nd control Period as Annexure-I
156 | C10-1No 100KVA addl DTR at Chinna Adira | MAHABOOBNAGAR | 07.06.2012 | 0.014062 | Submitted vide Distribution True-up petition for 2nd control Period as Annexure-I | Submitted vide Distribution True-up petition for 2nd control Period as Annexure-I
157 | C10-1No 100KVA addl DTR at Pedda Adiral | MAHABOOBNAGAR | 07.06.2012 | 0.015416 | Submitted vide Distribution True-up petition for 2nd control Period as Annexure-I | Submitted vide Distribution True-up petition for 2nd control Period as Annexure-I
158 | C10-1No 100KVA addl DTR at Chinna Adira | MAHABOOBNAGAR | 07.06.2012 | 0.014006 | Submitted vide Distribution True-up petition for 2nd control Period as Annexure-I | Submitted vide Distribution True-up petition for 2nd control Period as Annexure-I
159 | C10-E/sof1No.25KVAaddlDTR 24hrs MHQ fee | MAHABOOBNAGAR | 07.06.2012 | 0.012451 | Submitted vide Distribution True-up petition for 2nd control Period as Annexure-I | Submitted vide Distribution True-up petition for 2nd control Period as Annexure-I
160 | C10-Enhancement of 63 to 100KVA D on SS | MAHABOOBNAGAR | 27.11.2012 | 0.0051716 | Submitted vide Distribution True-up petition for 2nd control Period as Annexure-I | Submitted vide Distribution True-up petition for 2nd control Period as Annexure-I
161 | C10-Erecof1No 100KVADTR SS-2 Dodlapally | MAHABOOBNAGAR | 07.06.2012 | 0.013827 | Submitted vide Distribution True-up petition for 2nd control Period as Annexure-I | Submitted vide Distribution True-up petition for 2nd control Period as Annexure-I
162 | C10-171/07-08/SE/ BCC IND-I(Addl.list)Y | MAHABOOBNAGAR | 24.05.2011 | 0.007283 | Submitted vide Distribution True-up petition for 2nd control Period as Annexure-I | Submitted vide Distribution True-up petition for 2nd control Period as Annexure-I
163 | C10-Erecof1No 25KVADTR Gundlapotlapally | MAHABOOBNAGAR | 07.06.2012 | 0.016269 | Submitted vide Distribution True-up petition for 2nd control Period as Annexure-I | Submitted vide Distribution True-up petition for 2nd control Period as Annexure-I
164 | C10-Erecof1No 25KVADTR Chinnaravally in | MAHABOOBNAGAR | 07.06.2012 | 0.011471 | Submitted vide Distribution True-up petition for 2nd control Period as Annexure-I | Submitted vide Distribution True-up petition for 2nd control Period as Annexure-I
165 | C10-Erecof1No100KVADTR SS-2 Peddarevall | MAHABOOBNAGAR | 07.06.2012 | 0.015116 | Submitted vide Distribution True-up petition for 2nd control Period as Annexure-I | Submitted vide Distribution True-up petition for 2nd control Period as Annexure-I
166 | C10-Erecof1No100KVADTR SS-4 Chinnareval | MAHABOOBNAGAR | 07.06.2012 | 0.012833 | Submitted vide Distribution True-up petition for 2nd control Period as Annexure-I | Submitted vide Distribution True-up petition for 2nd control Period as Annexure-I
167 | C10-Erecof1No100KVADTR SS-3 Kallepally | MAHABOOBNAGAR | 07.06.2012 | 0.020938 | Submitted vide Distribution True-up petition for 2nd control Period as Annexure-I | Submitted vide Distribution True-up petition for 2nd control Period as Annexure-I
168 | C10-Erecof1No 100KVADTR SS-1 Modampally | MAHABOOBNAGAR | 07.06.2012 | 0.016615 | Submitted vide Distribution True-up petition for 2nd control Period as Annexure-I | Submitted vide Distribution True-up petition for 2nd control Period as Annexure-I
169 | C10-E/sto 1No100KVADTR at Rangareddygud | MAHABOOBNAGAR | 07.06.2012 | 0.017083 | Submitted vide Distribution True-up petition for 2nd control Period as Annexure-I | Submitted vide Distribution True-up petition for 2nd control Period as Annexure-I
170 | C10-E/sto 1No63KVADTR SS-I at Hemajipur | MAHABOOBNAGAR | 07.06.2012 | 0.012513 | Submitted vide Distribution True-up petition for 2nd control Period as Annexure-I | Submitted vide Distribution True-up petition for 2nd control Period as Annexure-I
171 | C10-28/08-09/DE/25KVA S-PhT on SS-2 at | MAHABOOBNAGAR | 07.06.2012 | 0.008488 | Submitted vide Distribution True-up petition for 2nd control Period as Annexure-I | Submitted vide Distribution True-up petition for 2nd control Period as Annexure-I
172 | C10-30/8-09/DE/25KVA S-PT on SS-5at B'V | MAHABOOBNAGAR | 07.06.2012 | 0.0062924 | Submitted vide Distribution True-up petition for 2nd control Period as Annexure-I | Submitted vide Distribution True-up petition for 2nd control Period as Annexure-I
173 | C10-I No.VCB for 11KVB'pally feeder 33/ | MAHABOOBNAGAR | 23.07.2011 | 0.041987 | Submitted vide Distribution True-up petition for 2nd control Period as Annexure-I | Submitted vide Distribution True-up petition for 2nd control Period as Annexure-I
174 | C10-Ercn of 1x100KVA on SSIIIat Kstram( | MAHABOOBNAGAR | 07.06.2012 | 0.0015428 | Submitted vide Distribution True-up petition for 2nd control Period as Annexure-I | Submitted vide Distribution True-up petition for 2nd control Period as Annexure-I
175 | C10-47/06-07/SE/ 2x25KVA on 63KVA SS-XX | MAHABOOBNAGAR | 07.06.2012 | 0.014924 | Submitted vide Distribution True-up petition for 2nd control Period as Annexure-I | Submitted vide Distribution True-up petition for 2nd control Period as Annexure-I
176 | C10-Erection of 3Nos.15KVA DTR's on SS- | MAHABOOBNAGAR | 07.06.2012 | 0.0098576 | Submitted vide Distribution True-up petition for 2nd control Period as Annexure-I | Submitted vide Distribution True-up petition for 2nd control Period as Annexure-I
177 | C10-Erection of 3Nos.15KVA DTR's on SS- | MAHABOOBNAGAR | 07.06.2012 | 0.010182 | Submitted vide Distribution True-up petition for 2nd control Period as Annexure-I | Submitted vide Distribution True-up petition for 2nd control Period as Annexure-I
178 | C10- 5NOS 11KV AB SWITCHES AT KESHAMPET | MAHABOOBNAGAR | 07.06.2012 | 0.0030803 | Submitted vide Distribution True-up petition for 2nd control Period as Annexure-I | Submitted vide Distribution True-up petition for 2nd control Period as Annexure-I
179 | C10-468/07-08/SE100KVA on SS-I at Param | MAHABOOBNAGAR | 07.06.2012 | 0.014137 | Submitted vide Distribution True-up petition for 2nd control Period as Annexure-I | Submitted vide Distribution True-up petition for 2nd control Period as Annexure-I
180 | C10-Ercn of 1x100KVA on SSII at Pdaply( | MAHABOOBNAGAR | 07.06.2012 | 0.016242 | Submitted vide Distribution True-up petition for 2nd control Period as Annexure-I | Submitted vide Distribution True-up petition for 2nd control Period as Annexure-I
181 | C10-E/s to 1No 5KW N/D load to M/s Bhar | MAHABOOBNAGAR | 07.06.2012 | 0.0019319 | Submitted vide Distribution True-up petition for 2nd control Period as Annexure-I | Submitted vide Distribution True-up petition for 2nd control Period as Annexure-I
182 | C10-Erection of 1No.25KVA Addl DTR on S | MAHABOOBNAGAR | 07.06.2012 | 0.010025 | Submitted vide Distribution True-up petition for 2nd control Period as Annexure-I | Submitted vide Distribution True-up petition for 2nd control Period as Annexure-I
183 | C10-Erection of 1No.100KVA Addl DTR on | MAHABOOBNAGAR | 07.06.2012 | 0.017001 | Submitted vide Distribution True-up petition for 2nd control Period as Annexure-I | Submitted vide Distribution True-up petition for 2nd control Period as Annexure-I
184 | C10-278/07-08/DE/18 Imt Poles on11KV Ve | MAHABOOBNAGAR | 07.06.2012 | 0.0020691 | Submitted vide Distribution True-up petition for 2nd control Period as Annexure-I | Submitted vide Distribution True-up petition for 2nd control Period as Annexure-I
185 | C10-Enhncmnt of 63to100 DTR at Kuppagan | MAHABOOBNAGAR | 07.06.2012 | 0.010168 | Submitted vide Distribution True-up petition for 2nd control Period as Annexure-I | Submitted vide Distribution True-up petition for 2nd control Period as Annexure-I
186 | C10-E/s to 5x40w st. lts. for electrifi | MAHABOOBNAGAR | 25.07.2011 | 0.010691 | Submitted vide Distribution True-up petition for 2nd control Period as Annexure-I | Submitted vide Distribution True-up petition for 2nd control Period as Annexure-I
187 | C10-31/8-09/DE/25KVA S-PT on SS-4at Sha | MAHABOOBNAGAR | 07.06.2012 | 0.0068654 | Submitted vide Distribution True-up petition for 2nd control Period as Annexure-I | Submitted vide Distribution True-up petition for 2nd control Period as Annexure-I
188 | C10-Ereof1No.100KVAaddlDTR Pothirredddy | MAHABOOBNAGAR | 07.06.2012 | 0.015259 | Submitted vide Distribution True-up petition for 2nd control Period as Annexure-I | Submitted vide Distribution True-up petition for 2nd control Period as Annexure-I
189 | C10-1No 100KVA addl DTR at Udandapur in | MAHABOOBNAGAR | 07.06.2012 | 0.014537 | Submitted vide Distribution True-up petition for 2nd control Period as Annexure-I | Submitted vide Distribution True-up petition for 2nd control Period as Annexure-I
190 | C10-Extofsuply2Nos10HPagload Nachiketa | MAHABOOBNAGAR | 07.06.2012 | 0.018658 | Submitted vide Distribution True-up petition for 2nd control Period as Annexure-I | Submitted vide Distribution True-up petition for 2nd control Period as Annexure-I
191 | C10-E/sto1No.25KVADTR 24hrsuply Buredd | MAHABOOBNAGAR | 07.06.2012 | 0.0063146 | Submitted vide Distribution True-up petition for 2nd control Period as Annexure-I | Submitted vide Distribution True-up petition for 2nd control Period as Annexure-I
192 | C10-E/sforerec1No3x15S╪ at Maddigatla i | MAHABOOBNAGAR | 07.06.2012 | 0.014019 | Submitted vide Distribution True-up petition for 2nd control Period as Annexure-I | Submitted vide Distribution True-up petition for 2nd control Period as Annexure-I
193 | C10-E/S to SC & BC colony at Lankal (V) | MAHABOOBNAGAR | 04.05.2011 | 0.0087811 | Submitted vide Distribution True-up petition for 2nd control Period as Annexure-I | Submitted vide Distribution True-up petition for 2nd control Period as Annexure-I
194 | C10-16/08-09/DE/100KVA DTR on SS-2 at P | MAHABOOBNAGAR | 07.06.2012 | 0.015188 | Submitted vide Distribution True-up petition for 2nd control Period as Annexure-I | Submitted vide Distribution True-up petition for 2nd control Period as Annexure-I
195 | C10-Extofsuply1No15KVAaddlDTR Kuppagand | MAHABOOBNAGAR | 07.06.2012 | 0.0032442 | Submitted vide Distribution True-up petition for 2nd control Period as Annexure-I | Submitted vide Distribution True-up petition for 2nd control Period as Annexure-I
196 | C10-100 KVA DTR on SS-I at UPPAL vG.IEE | MAHABOOBNAGAR | 27.05.2011 | 0.018233 | Submitted vide Distribution True-up petition for 2nd control Period as Annexure-I | Submitted vide Distribution True-up petition for 2nd control Period as Annexure-I
197 | C10-2x15KVA S-Ph DTR on 2x15KVA at Med | MAHABOOBNAGAR | 16.02.2012 | 0.0090292 | Submitted vide Distribution True-up petition for 2nd control Period as Annexure-I | Submitted vide Distribution True-up petition for 2nd control Period as Annexure-I
198 | C10-1No 100KVA addl DTR at Gollapally | MAHABOOBNAGAR | 07.06.2012 | 0.015408 | Submitted vide Distribution True-up petition for 2nd control Period as Annexure-I | Submitted vide Distribution True-up petition for 2nd control Period as Annexure-I
199 | C10-1No 100KVA addl DTR at Lingampet in | MAHABOOBNAGAR | 07.06.2012 | 0.015248 | Submitted vide Distribution True-up petition for 2nd control Period as Annexure-I | Submitted vide Distribution True-up petition for 2nd control Period as Annexure-I
200 | C10-1No 100KVA addl DTR at Polepally i | MAHABOOBNAGAR | 07.06.2012 | 0.015795 | Submitted vide Distribution True-up petition for 2nd control Period as Annexure-I | Submitted vide Distribution True-up petition for 2nd control Period as Annexure-I
201 | C10-1No 100KVA addl DTR at Ekvaipally | MAHABOOBNAGAR | 07.06.2012 | 0.015248 | Submitted vide Distribution True-up petition for 2nd control Period as Annexure-I | Submitted vide Distribution True-up petition for 2nd control Period as Annexure-I
202 | C10-1No 100KVA addl DTR at Vallur in | MAHABOOBNAGAR | 07.06.2012 | 0.015795 | Submitted vide Distribution True-up petition for 2nd control Period as Annexure-I | Submitted vide Distribution True-up petition for 2nd control Period as Annexure-I
203 | C10-1No 100KVA addl DTR at Chinna Adira | MAHABOOBNAGAR | 07.06.2012 | 0.016617 | Submitted vide Distribution True-up petition for 2nd control Period as Annexure-I | Submitted vide Distribution True-up petition for 2nd control Period as Annexure-I
204 | C10-1No 100KVA addl DTR at Malleboinpal | MAHABOOBNAGAR | 07.06.2012 | 0.016499 | Submitted vide Distribution True-up petition for 2nd control Period as Annexure-I | Submitted vide Distribution True-up petition for 2nd control Period as Annexure-I
205 | C10-E/s to 5x40W St. Lts. for electrifi | MAHABOOBNAGAR | 18.04.2011 | 0.011652 | Submitted vide Distribution True-up petition for 2nd control Period as Annexure-I | Submitted vide Distribution True-up petition for 2nd control Period as Annexure-I
206 | C10-E/s to 5x40W St. Lts. for electrifi | MAHABOOBNAGAR | 18.04.2011 | 0.010513 | Submitted vide Distribution True-up petition for 2nd control Period as Annexure-I | Submitted vide Distribution True-up petition for 2nd control Period as Annexure-I
207 | C10-449/07-08/SE100KVA on 100KVA at CTp | MAHABOOBNAGAR | 27.05.2011 | 0.013832 | Submitted vide Distribution True-up petition for 2nd control Period as Annexure-I | Submitted vide Distribution True-up petition for 2nd control Period as Annexure-I
208 | C10-E/sto 1No63KVA addl DTR at Kallepal | MAHABOOBNAGAR | 07.06.2012 | 0.012548 | Submitted vide Distribution True-up petition for 2nd control Period as Annexure-I | Submitted vide Distribution True-up petition for 2nd control Period as Annexure-I
209 | C10-E/S to 5x40w Street lights for elec | MAHABOOBNAGAR | 27.04.2011 | 0.0028608 | Submitted vide Distribution True-up petition for 2nd control Period as Annexure-I | Submitted vide Distribution True-up petition for 2nd control Period as Annexure-I
210 | C10-E/s to 5x40W St Lts for electrifica | MAHABOOBNAGAR | 16.06.2011 | 0.0013988 | Submitted vide Distribution True-up petition for 2nd control Period as Annexure-I | Submitted vide Distribution True-up petition for 2nd control Period as Annexure-I
211 | C10-E/s to 5x40W St Lts for electrifica | MAHABOOBNAGAR | 27.04.2011 | 0.001134 | Submitted vide Distribution True-up petition for 2nd control Period as Annexure-I | Submitted vide Distribution True-up petition for 2nd control Period as Annexure-I
212 | C10-Erection of 25KVA Add DTR on SS-VII | MAHABOOBNAGAR | 07.06.2012 | 0.013077 | Submitted vide Distribution True-up petition for 2nd control Period as Annexure-I | Submitted vide Distribution True-up petition for 2nd control Period as Annexure-I
213 | C10-Erection of 25KVA Add DTR on SS-IV | MAHABOOBNAGAR | 07.06.2012 | 0.010475 | Submitted vide Distribution True-up petition for 2nd control Period as Annexure-I | Submitted vide Distribution True-up petition for 2nd control Period as Annexure-I
214 | C10-Erection of 3Nos.15KVA DTR's on SS- | MAHABOOBNAGAR | 07.06.2012 | 0.0096909 | Submitted vide Distribution True-up petition for 2nd control Period as Annexure-I | Submitted vide Distribution True-up petition for 2nd control Period as Annexure-I
215 | C10-E/sto 1No100KVADTR SS-12 at Avancha | MAHABOOBNAGAR | 07.06.2012 | 0.017872 | Submitted vide Distribution True-up petition for 2nd control Period as Annexure-I | Submitted vide Distribution True-up petition for 2nd control Period as Annexure-I
216 | C10-Erection of 17Nos 8.0Mts PSCC inter | MAHABOOBNAGAR | 07.06.2012 | 0.0035663 | Submitted vide Distribution True-up petition for 2nd control Period as Annexure-I | Submitted vide Distribution True-up petition for 2nd control Period as Annexure-I
217 | C10-E/s for electrification of Patigad | MAHABOOBNAGAR | 24.08.2011 | 0.012889 | Submitted vide Distribution True-up petition for 2nd control Period as Annexure-I | Submitted vide Distribution True-up petition for 2nd control Period as Annexure-I
218 | C10-E/s for electrification of Mangala | MAHABOOBNAGAR | 24.08.2011 | 0.012282 | Submitted vide Distribution True-up petition for 2nd control Period as Annexure-I | Submitted vide Distribution True-up petition for 2nd control Period as Annexure-I
219 | C10-E/s for electrification of D.Tanda | MAHABOOBNAGAR | 24.08.2011 | 0.012841 | Submitted vide Distribution True-up petition for 2nd control Period as Annexure-I | Submitted vide Distribution True-up petition for 2nd control Period as Annexure-I
220 | C10-451/8-9/DE/100KVAon100KVA SS-2at Go | MAHABOOBNAGAR | 07.06.2012 | 0.016745 | Submitted vide Distribution True-up petition for 2nd control Period as Annexure-I | Submitted vide Distribution True-up petition for 2nd control Period as Annexure-I
221 | C10-560/08-09/DE/25KVAon100KVA SS-7at V | MAHABOOBNAGAR | 07.06.2012 | 0.011832 | Submitted vide Distribution True-up petition for 2nd control Period as Annexure-I | Submitted vide Distribution True-up petition for 2nd control Period as Annexure-I
222 | C10-567/08-09/DE/25KVAon63KVA SS-2at PT | MAHABOOBNAGAR | 07.06.2012 | 0.0074472 | Submitted vide Distribution True-up petition for 2nd control Period as Annexure-I | Submitted vide Distribution True-up petition for 2nd control Period as Annexure-I
223 | C10-Enhancmnt 63KVA to 100 DTR SS-6 Chi | MAHABOOBNAGAR | 07.06.2012 | 0.01246 | Submitted vide Distribution True-up petition for 2nd control Period as Annexure-I | Submitted vide Distribution True-up petition for 2nd control Period as Annexure-I
224 | C10-Electrificatin of Jalramputanda H/o | MAHABOOBNAGAR | 02.06.2011 | 0.010755 | Submitted vide Distribution True-up petition for 2nd control Period as Annexure-I | Submitted vide Distribution True-up petition for 2nd control Period as Annexure-I
225 | C10-Electrificatin of Padmati tanda H/o | MAHABOOBNAGAR | 02.06.2011 | 0.011025 | Submitted vide Distribution True-up petition for 2nd control Period as Annexure-I | Submitted vide Distribution True-up petition for 2nd control Period as Annexure-I
226 | C10-E/s to 1No 100KVADTR SS-I Gantlavel | MAHABOOBNAGAR | 07.06.2012 | 0.015767 | Submitted vide Distribution True-up petition for 2nd control Period as Annexure-I | Submitted vide Distribution True-up petition for 2nd control Period as Annexure-I
227 | C10-E/s to 1No 100KVADTR SS-7 Gantlavel | MAHABOOBNAGAR | 07.06.2012 | 0.018116 | Submitted vide Distribution True-up petition for 2nd control Period as Annexure-I | Submitted vide Distribution True-up petition for 2nd control Period as Annexure-I
228 | C10-Erection of 100KVA DTR on SS-IV at | MAHABOOBNAGAR | 07.06.2012 | 0.022628 | Submitted vide Distribution True-up petition for 2nd control Period as Annexure-I | Submitted vide Distribution True-up petition for 2nd control Period as Annexure-I
229 | C10-E/sto 1No100KVADTR SS-4 Seareappare | MAHABOOBNAGAR | 07.06.2012 | 0.016085 | Submitted vide Distribution True-up petition for 2nd control Period as Annexure-I | Submitted vide Distribution True-up petition for 2nd control Period as Annexure-I
230 | C10-E/sto 1No25KVADTR SS-X Bollapally i | MAHABOOBNAGAR | 07.06.2012 | 0.010092 | Submitted vide Distribution True-up petition for 2nd control Period as Annexure-I | Submitted vide Distribution True-up petition for 2nd control Period as Annexure-I
231 | C10-Erection of 100KVA Add,DTR on SS-I | MAHABOOBNAGAR | 07.06.2012 | 0.018591 | Submitted vide Distribution True-up petition for 2nd control Period as Annexure-I | Submitted vide Distribution True-up petition for 2nd control Period as Annexure-I
232 | C10-568/08-09/DE/100KVAon100KVA SS-3at | MAHABOOBNAGAR | 07.06.2012 | 0.016606 | Submitted vide Distribution True-up petition for 2nd control Period as Annexure-I | Submitted vide Distribution True-up petition for 2nd control Period as Annexure-I
233 | C10-569/08-09/DE/25KVAon100KVA SS-5at P | MAHABOOBNAGAR | 07.06.2012 | 0.01211 | Submitted vide Distribution True-up petition for 2nd control Period as Annexure-I | Submitted vide Distribution True-up petition for 2nd control Period as Annexure-I
234 | C10-564/08-09/DE/25KVAon100KVA SS-4at P | MAHABOOBNAGAR | 07.06.2012 | 0.012266 | Submitted vide Distribution True-up petition for 2nd control Period as Annexure-I | Submitted vide Distribution True-up petition for 2nd control Period as Annexure-I
235 | C10-557/08-09/DE/25KVAon100KVA SS-4at S | MAHABOOBNAGAR | 07.06.2012 | 0.010218 | Submitted vide Distribution True-up petition for 2nd control Period as Annexure-I | Submitted vide Distribution True-up petition for 2nd control Period as Annexure-I
236 | C10-E/sto 1No63KVADTR SS-5 Gouthapur in | MAHABOOBNAGAR | 07.06.2012 | 0.015262 | Submitted vide Distribution True-up petition for 2nd control Period as Annexure-I | Submitted vide Distribution True-up petition for 2nd control Period as Annexure-I
237 | C10-E/sto 1No25KVADTR SS-2 RangareddyGu | MAHABOOBNAGAR | 07.06.2012 | 0.009173 | Submitted vide Distribution True-up petition for 2nd control Period as Annexure-I | Submitted vide Distribution True-up petition for 2nd control Period as Annexure-I
238 | C10-Erection of 25KVA DTR at Ambedkar c | MAHABOOBNAGAR | 07.06.2012 | 0.01253 | Submitted vide Distribution True-up petition for 2nd control Period as Annexure-I | Submitted vide Distribution True-up petition for 2nd control Period as Annexure-I
239 | C10-Electrificatin of ChowlakuntaTanda | MAHABOOBNAGAR | 02.06.2011 | 0.006736 | Submitted vide Distribution True-up petition for 2nd control Period as Annexure-I | Submitted vide Distribution True-up petition for 2nd control Period as Annexure-I
240 | C10-Electrificatin of MoutaTanda H/o Ar | MAHABOOBNAGAR | 02.06.2011 | 0.0077941 | Submitted vide Distribution True-up petition for 2nd control Period as Annexure-I | Submitted vide Distribution True-up petition for 2nd control Period as Annexure-I
241 | C10-Electrificatin of PaluguTanda H/o A | MAHABOOBNAGAR | 02.06.2011 | 0.0085555 | Submitted vide Distribution True-up petition for 2nd control Period as Annexure-I | Submitted vide Distribution True-up petition for 2nd control Period as Annexure-I
242 | C10-E/sto 1No100KVADTR SS-12 at Veldand | MAHABOOBNAGAR | 07.06.2012 | 0.015893 | Submitted vide Distribution True-up petition for 2nd control Period as Annexure-I | Submitted vide Distribution True-up petition for 2nd control Period as Annexure-I
243 | C10-E/sto 1No100KVADTR SS-I Gollonipall | MAHABOOBNAGAR | 07.06.2012 | 0.013321 | Submitted vide Distribution True-up petition for 2nd control Period as Annexure-I | Submitted vide Distribution True-up petition for 2nd control Period as Annexure-I
244 | C10-Enhncmnt 63KVAto100DTR SS-12 at Kod | MAHABOOBNAGAR | 07.06.2012 | 0.012419 | Submitted vide Distribution True-up petition for 2nd control Period as Annexure-I | Submitted vide Distribution True-up petition for 2nd control Period as Annexure-I
245 | C10-Erection of 25KVA Add,DTR on SS-IX | MAHABOOBNAGAR | 07.06.2012 | 0.012168 | Submitted vide Distribution True-up petition for 2nd control Period as Annexure-I | Submitted vide Distribution True-up petition for 2nd control Period as Annexure-I
246 | C10-E/sto 1No100KVADTR SS-6 Medakpally | MAHABOOBNAGAR | 07.06.2012 | 0.022543 | Submitted vide Distribution True-up petition for 2nd control Period as Annexure-I | Submitted vide Distribution True-up petition for 2nd control Period as Annexure-I
247 | C10-proposal1No63KVADTR at Gajara in Va | MAHABOOBNAGAR | 07.06.2012 | 0.010995 | Submitted vide Distribution True-up petition for 2nd control Period as Annexure-I | Submitted vide Distribution True-up petition for 2nd control Period as Annexure-I
248 | C10-Shifting of 25KVA DTR to load Cente | MAHABOOBNAGAR | 31.05.2011 | 0.011872 | Submitted vide Distribution True-up petition for 2nd control Period as Annexure-I | Submitted vide Distribution True-up petition for 2nd control Period as Annexure-I
249 | C10-Erection of 5Nos 8.0Mts PSCC interm | MAHABOOBNAGAR | 07.06.2012 | 0.00068944 | Submitted vide Distribution True-up petition for 2nd control Period as Annexure-I | Submitted vide Distribution True-up petition for 2nd control Period as Annexure-I
250 | C10-Erection of 25KVA Addl, DTR on SS-I | MAHABOOBNAGAR | 07.06.2012 | 0.013317 | Submitted vide Distribution True-up petition for 2nd control Period as Annexure-I | Submitted vide Distribution True-up petition for 2nd control Period as Annexure-I
251 | C10-E/sto 1No100KVADTR SS-3 Marikal in | MAHABOOBNAGAR | 07.06.2012 | 0.018261 | Submitted vide Distribution True-up petition for 2nd control Period as Annexure-I | Submitted vide Distribution True-up petition for 2nd control Period as Annexure-I
252 | C10-Erection of 25KVA Add,DTR to relief | MAHABOOBNAGAR | 07.06.2012 | 0.0093171 | Submitted vide Distribution True-up petition for 2nd control Period as Annexure-I | Submitted vide Distribution True-up petition for 2nd control Period as Annexure-I
253 | C10-Erection of 25KVA Add,DTR on SS-II | MAHABOOBNAGAR | 15.04.2011 | 0.012058 | Submitted vide Distribution True-up petition for 2nd control Period as Annexure-I | Submitted vide Distribution True-up petition for 2nd control Period as Annexure-I
254 | C10-Erection of 25KVA Add,DTR on SS-VII | MAHABOOBNAGAR | 16.04.2011 | 0.010602 | Submitted vide Distribution True-up petition for 2nd control Period as Annexure-I | Submitted vide Distribution True-up petition for 2nd control Period as Annexure-I
255 | C10-Erection of 25KVA Addl, DTR at Pole | MAHABOOBNAGAR | 07.06.2012 | 0.0095612 | Submitted vide Distribution True-up petition for 2nd control Period as Annexure-I | Submitted vide Distribution True-up petition for 2nd control Period as Annexure-I
256 | C10-Erection of 63KVA Addl, DTR on SSII | MAHABOOBNAGAR | 19.04.2011 | 0.011556 | Submitted vide Distribution True-up petition for 2nd control Period as Annexure-I | Submitted vide Distribution True-up petition for 2nd control Period as Annexure-I
257 | C10-E/sto 1No100KVADTR SS-V Khanapur in | MAHABOOBNAGAR | 07.06.2012 | 0.017166 | Submitted vide Distribution True-up petition for 2nd control Period as Annexure-I | Submitted vide Distribution True-up petition for 2nd control Period as Annexure-I
258 | C10-Erection of 25KVA Add,DTR on SSVi a | MAHABOOBNAGAR | 07.06.2012 | 0.0092162 | Submitted vide Distribution True-up petition for 2nd control Period as Annexure-I | Submitted vide Distribution True-up petition for 2nd control Period as Annexure-I
259 | C10-Enhacement of 63 to 100KVA DTR on S | MAHABOOBNAGAR | 19.07.2011 | 0.0035718 | Submitted vide Distribution True-up petition for 2nd control Period as Annexure-I | Submitted vide Distribution True-up petition for 2nd control Period as Annexure-I
260 | C10-Enhancmnt 2x25KVA to 100 DTR SS-22S | MAHABOOBNAGAR | 07.06.2012 | 0.012419 | Submitted vide Distribution True-up petition for 2nd control Period as Annexure-I | Submitted vide Distribution True-up petition for 2nd control Period as Annexure-I
261 | C10-E/sto 1No100KVADTR SS-4 Modampally | MAHABOOBNAGAR | 07.06.2012 | 0.017162 | Submitted vide Distribution True-up petition for 2nd control Period as Annexure-I | Submitted vide Distribution True-up petition for 2nd control Period as Annexure-I
262 | C10-566/08-09/DE/100KVAon63KVA SS-4at P | MAHABOOBNAGAR | 07.06.2012 | 0.019407 | Submitted vide Distribution True-up petition for 2nd control Period as Annexure-I | Submitted vide Distribution True-up petition for 2nd control Period as Annexure-I
263 | C10-E/sto 1No100KVADTR SS-3 at Ammapall | MAHABOOBNAGAR | 07.06.2012 | 0.014859 | Submitted vide Distribution True-up petition for 2nd control Period as Annexure-I | Submitted vide Distribution True-up petition for 2nd control Period as Annexure-I
264 | C10-E/sto 1No63KVADTR SS-3 Gangadharpal | MAHABOOBNAGAR | 07.06.2012 | 0.014616 | Submitted vide Distribution True-up petition for 2nd control Period as Annexure-I | Submitted vide Distribution True-up petition for 2nd control Period as Annexure-I
265 | C10-Reconductoring 65KM 34SQMM Condr Am | MAHABOOBNAGAR | 07.06.2012 | 0.0062083 | Submitted vide Distribution True-up petition for 2nd control Period as Annexure-I | Submitted vide Distribution True-up petition for 2nd control Period as Annexure-I
266 | C10-E/s to 5x40w for electrification o | MAHABOOBNAGAR | 19.08.2011 | 0.018373 | Submitted vide Distribution True-up petition for 2nd control Period as Annexure-I | Submitted vide Distribution True-up petition for 2nd control Period as Annexure-I
267 | C10-E/sto 1No 100KVADTR SS-6 Marikal in | MAHABOOBNAGAR | 07.06.2012 | 0.017318 | Submitted vide Distribution True-up petition for 2nd control Period as Annexure-I | Submitted vide Distribution True-up petition for 2nd control Period as Annexure-I
268 | C10-E/sto 1No25KVADTR at Chegunta in Th | MAHABOOBNAGAR | 07.06.2012 | 0.011405 | Submitted vide Distribution True-up petition for 2nd control Period as Annexure-I | Submitted vide Distribution True-up petition for 2nd control Period as Annexure-I
269 | C10-Enhacnmnt 63to100KVADTR SS-X Lemami | MAHABOOBNAGAR | 07.06.2012 | 0.012372 | Submitted vide Distribution True-up petition for 2nd control Period as Annexure-I | Submitted vide Distribution True-up petition for 2nd control Period as Annexure-I
270 | C10-E/s for electrification of Bhairkha | MAHABOOBNAGAR | 24.08.2011 | 0.011288 | Submitted vide Distribution True-up petition for 2nd control Period as Annexure-I | Submitted vide Distribution True-up petition for 2nd control Period as Annexure-I
271 | C10-E/s for electrification of Rangampe | MAHABOOBNAGAR | 24.05.2011 | 0.008821 | Submitted vide Distribution True-up petition for 2nd control Period as Annexure-I | Submitted vide Distribution True-up petition for 2nd control Period as Annexure-I
272 | C10-E/s for electrification of Turkalap | MAHABOOBNAGAR | 24.08.2011 | 0.0092088 | Submitted vide Distribution True-up petition for 2nd control Period as Annexure-I | Submitted vide Distribution True-up petition for 2nd control Period as Annexure-I
273 | C10-E/s for electrification of SamraoTa | MAHABOOBNAGAR | 24.05.2011 | 0.0082377 | Submitted vide Distribution True-up petition for 2nd control Period as Annexure-I | Submitted vide Distribution True-up petition for 2nd control Period as Annexure-I
274 | C10-Electrificatin of Ragareddyguda H/o | MAHABOOBNAGAR | 09.05.2011 | 0.010464 | Submitted vide Distribution True-up petition for 2nd control Period as Annexure-I | Submitted vide Distribution True-up petition for 2nd control Period as Annexure-I
275 | C10-Electrificatin of Vadderabasti H/o | MAHABOOBNAGAR | 09.05.2011 | 0.010616 | Submitted vide Distribution True-up petition for 2nd control Period as Annexure-I | Submitted vide Distribution True-up petition for 2nd control Period as Annexure-I
276 | C10-Electrificatin of SC&BC colony at D | MAHABOOBNAGAR | 09.05.2011 | 0.01297 | Submitted vide Distribution True-up petition for 2nd control Period as Annexure-I | Submitted vide Distribution True-up petition for 2nd control Period as Annexure-I
277 | C10-Electrificatin of Kanugulabavi Tand | MAHABOOBNAGAR | 09.05.2011 | 0.011279 | Submitted vide Distribution True-up petition for 2nd control Period as Annexure-I | Submitted vide Distribution True-up petition for 2nd control Period as Annexure-I
278 | C10-Erection of 25KVA Add,DTR on existi | MAHABOOBNAGAR | 07.06.2012 | 0.013414 | Submitted vide Distribution True-up petition for 2nd control Period as Annexure-I | Submitted vide Distribution True-up petition for 2nd control Period as Annexure-I
279 | C10-Erection of 100KVA Add DTR on SS-II | MAHABOOBNAGAR | 07.06.2012 | 0.021888 | Submitted vide Distribution True-up petition for 2nd control Period as Annexure-I | Submitted vide Distribution True-up petition for 2nd control Period as Annexure-I
280 | C10-E/S to 5x40W Street lig, for electr | MAHABOOBNAGAR | 17.03.2012 | 0.015308 | Submitted vide Distribution True-up petition for 2nd control Period as Annexure-I | Submitted vide Distribution True-up petition for 2nd control Period as Annexure-I
281 | C10-548/8-9/DE/100KVAon100KVA SS-14at M | MAHABOOBNAGAR | 07.06.2012 | 0.019246 | Submitted vide Distribution True-up petition for 2nd control Period as Annexure-I | Submitted vide Distribution True-up petition for 2nd control Period as Annexure-I
282 | C10-54/8-9/DE/100KVA on100KVA SS-1 at M | MAHABOOBNAGAR | 07.06.2012 | 0.017024 | Submitted vide Distribution True-up petition for 2nd control Period as Annexure-I | Submitted vide Distribution True-up petition for 2nd control Period as Annexure-I
283 | C10-349/8-9/DE/100KVA on100KVA SS-3 at | MAHABOOBNAGAR | 07.06.2012 | 0.017914 | Submitted vide Distribution True-up petition for 2nd control Period as Annexure-I | Submitted vide Distribution True-up petition for 2nd control Period as Annexure-I
284 | C10-E/sto 1No 25KVADTR SS-6 Gajara in V | MAHABOOBNAGAR | 07.06.2012 | 0.01101 | Submitted vide Distribution True-up petition for 2nd control Period as Annexure-I | Submitted vide Distribution True-up petition for 2nd control Period as Annexure-I
285 | C10-E/sto 1No63KVADTR SS-12 Konapur in | MAHABOOBNAGAR | 07.06.2012 | 0.012353 | Submitted vide Distribution True-up petition for 2nd control Period as Annexure-I | Submitted vide Distribution True-up petition for 2nd control Period as Annexure-I
286 | C10-E/sto1No 63KVADTR at Ulphara in Van | MAHABOOBNAGAR | 07.06.2012 | 0.013383 | Submitted vide Distribution True-up petition for 2nd control Period as Annexure-I | Submitted vide Distribution True-up petition for 2nd control Period as Annexure-I
287 | C10-Electrificatin of Thokaregadi Tanda | MAHABOOBNAGAR | 10.05.2011 | 0.012208 | Submitted vide Distribution True-up petition for 2nd control Period as Annexure-I | Submitted vide Distribution True-up petition for 2nd control Period as Annexure-I
288 | C10-Electrificatin of Kongaguda Tanda H | MAHABOOBNAGAR | 10.05.2011 | 0.014037 | Submitted vide Distribution True-up petition for 2nd control Period as Annexure-I | Submitted vide Distribution True-up petition for 2nd control Period as Annexure-I
289 | C10-Electrificatin of SC&STcolony Konda | MAHABOOBNAGAR | 16.06.2011 | 0.017584 | Submitted vide Distribution True-up petition for 2nd control Period as Annexure-I | Submitted vide Distribution True-up petition for 2nd control Period as Annexure-I
290 | C10-Electrificatin of DevunbandaTanda H | MAHABOOBNAGAR | 10.05.2011 | 0.018313 | Submitted vide Distribution True-up petition for 2nd control Period as Annexure-I | Submitted vide Distribution True-up petition for 2nd control Period as Annexure-I
291 | C10-E/S to 5x40W Street lig, for electr | MAHABOOBNAGAR | 30.12.2011 | 0.0020199 | Submitted vide Distribution True-up petition for 2nd control Period as Annexure-I | Submitted vide Distribution True-up petition for 2nd control Period as Annexure-I
292 | C10-E/S to 5x40W Street lig, for electr | MAHABOOBNAGAR | 10.11.2011 | 0.0014576 | Submitted vide Distribution True-up petition for 2nd control Period as Annexure-I | Submitted vide Distribution True-up petition for 2nd control Period as Annexure-I
293 | C10-E/S to 5x40W Street lig, for electr | MAHABOOBNAGAR | 10.11.2011 | 0.0020406 | Submitted vide Distribution True-up petition for 2nd control Period as Annexure-I | Submitted vide Distribution True-up petition for 2nd control Period as Annexure-I
294 | C10-E/sto 1No25KVADTR SS-4 at Peddareva | MAHABOOBNAGAR | 07.06.2012 | 0.010431 | Submitted vide Distribution True-up petition for 2nd control Period as Annexure-I | Submitted vide Distribution True-up petition for 2nd control Period as Annexure-I
295 | C10-E/sto 3x15KVADTR SS-I at Kethireddy | MAHABOOBNAGAR | 07.06.2012 | 0.013648 | Submitted vide Distribution True-up petition for 2nd control Period as Annexure-I | Submitted vide Distribution True-up petition for 2nd control Period as Annexure-I
296 | C10-Ere5KVA Add DTR on SS-V at Manthang | MAHABOOBNAGAR | 07.06.2012 | 0.018168 | Submitted vide Distribution True-up petition for 2nd control Period as Annexure-I | Submitted vide Distribution True-up petition for 2nd control Period as Annexure-I
297 | C10-Electrificatin of SC&BColony Koneti | MAHABOOBNAGAR | 15.12.2011 | 0.015812 | Submitted vide Distribution True-up petition for 2nd control Period as Annexure-I | Submitted vide Distribution True-up petition for 2nd control Period as Annexure-I
298 | C10-Electrificatin of WS Colony Polkamp | MAHABOOBNAGAR | 27.03.2012 | 0.023204 | Submitted vide Distribution True-up petition for 2nd control Period as Annexure-I | Submitted vide Distribution True-up petition for 2nd control Period as Annexure-I
299 | C10-Electrificatin of SoniagandhiTanda | MAHABOOBNAGAR | 10.05.2011 | 0.0086597 | Submitted vide Distribution True-up petition for 2nd control Period as Annexure-I | Submitted vide Distribution True-up petition for 2nd control Period as Annexure-I
300 | C10-Ext ofsuplyforelecftnofcolon Jagboi | MAHABOOBNAGAR | 23.04.2011 | 0.0024239 | Submitted vide Distribution True-up petition for 2nd control Period as Annexure-I | Submitted vide Distribution True-up petition for 2nd control Period as Annexure-I
301 | C10-Ext ofsuplyforelecftnofcolony P.G.T | MAHABOOBNAGAR | 30.11.2011 | 0.0041833 | Submitted vide Distribution True-up petition for 2nd control Period as Annexure-I | Submitted vide Distribution True-up petition for 2nd control Period as Annexure-I
302 | C10-Ext ofsuplyforelecftnofcolony T.K.T | MAHABOOBNAGAR | 23.04.2011 | 0.0023963 | Submitted vide Distribution True-up petition for 2nd control Period as Annexure-I | Submitted vide Distribution True-up petition for 2nd control Period as Annexure-I
303 | C10-Ext ofsuplyforelecftnof T.N.tanda h | MAHABOOBNAGAR | 29.11.2011 | 0.0030895 | Submitted vide Distribution True-up petition for 2nd control Period as Annexure-I | Submitted vide Distribution True-up petition for 2nd control Period as Annexure-I
304 | C10-Ext ofsuplyforelecftnof M.K.Tanda h | MAHABOOBNAGAR | 29.11.2011 | 0.0038713 | Submitted vide Distribution True-up petition for 2nd control Period as Annexure-I | Submitted vide Distribution True-up petition for 2nd control Period as Annexure-I
305 | C10-E/S to 5x40W Street lig, for electr | MAHABOOBNAGAR | 10.11.2011 | 0.0017491 | Submitted vide Distribution True-up petition for 2nd control Period as Annexure-I | Submitted vide Distribution True-up petition for 2nd control Period as Annexure-I
306 | C10-E/S to 5x40W Street lig, for electr | MAHABOOBNAGAR | 10.11.2011 | 0.0027285 | Submitted vide Distribution True-up petition for 2nd control Period as Annexure-I | Submitted vide Distribution True-up petition for 2nd control Period as Annexure-I
307 | C10-E/S to 5x40W Street lig, for electr | MAHABOOBNAGAR | 22.07.2011 | 0.0094093 | Submitted vide Distribution True-up petition for 2nd control Period as Annexure-I | Submitted vide Distribution True-up petition for 2nd control Period as Annexure-I
308 | C10-E/S to 5x40W Street lig, for electr | MAHABOOBNAGAR | 10.11.2011 | 0.0034167 | Submitted vide Distribution True-up petition for 2nd control Period as Annexure-I | Submitted vide Distribution True-up petition for 2nd control Period as Annexure-I
309 | C10-E/sto 1No100KVADTR SS-3 Madzaipally | MAHABOOBNAGAR | 07.06.2012 | 0.017387 | Submitted vide Distribution True-up petition for 2nd control Period as Annexure-I | Submitted vide Distribution True-up petition for 2nd control Period as Annexure-I
310 | C10-E/s for electrification of G.Tanda | MAHABOOBNAGAR | 24.08.2011 | 0.010227 | Submitted vide Distribution True-up petition for 2nd control Period as Annexure-I | Submitted vide Distribution True-up petition for 2nd control Period as Annexure-I
311 | C10-E/s for electrification of G.S.pall | MAHABOOBNAGAR | 24.08.2011 | 0.0069071 | Submitted vide Distribution True-up petition for 2nd control Period as Annexure-I | Submitted vide Distribution True-up petition for 2nd control Period as Annexure-I
312 | C10-Erection of 25KVA Add,DTR on SS-III | MAHABOOBNAGAR | 02.06.2011 | 0.019058 | Submitted vide Distribution True-up petition for 2nd control Period as Annexure-I | Submitted vide Distribution True-up petition for 2nd control Period as Annexure-I
313 | C10-E/sto 1No25KVA addl DTR SS-III at I | MAHABOOBNAGAR | 07.06.2012 | 0.0095945 | Submitted vide Distribution True-up petition for 2nd control Period as Annexure-I | Submitted vide Distribution True-up petition for 2nd control Period as Annexure-I
314 | C10-E/sto 1No100KVADTR SS-17 Thummalaku | MAHABOOBNAGAR | 07.06.2012 | 0.01972 | Submitted vide Distribution True-up petition for 2nd control Period as Annexure-I | Submitted vide Distribution True-up petition for 2nd control Period as Annexure-I
315 | C10-Ext ofsuplyforelecftnof Ramreddypal | MAHABOOBNAGAR | 29.11.2011 | 0.0031996 | Submitted vide Distribution True-up petition for 2nd control Period as Annexure-I | Submitted vide Distribution True-up petition for 2nd control Period as Annexure-I
316 | C10-Ext ofsuplyforelecftnof Mudavathan | MAHABOOBNAGAR | 03.12.2011 | 0.0025225 | Submitted vide Distribution True-up petition for 2nd control Period as Annexure-I | Submitted vide Distribution True-up petition for 2nd control Period as Annexure-I
317 | C10-Ext ofsuplyforelecftnof Rainonikunt | MAHABOOBNAGAR | 31.05.2011 | 0.003629 | Submitted vide Distribution True-up petition for 2nd control Period as Annexure-I | Submitted vide Distribution True-up petition for 2nd control Period as Annexure-I
318 | C10-Ext ofsuplyforelecftnof Golonikunta | MAHABOOBNAGAR | 31.05.2011 | 0.0021929 | Submitted vide Distribution True-up petition for 2nd control Period as Annexure-I | Submitted vide Distribution True-up petition for 2nd control Period as Annexure-I
319 | C10-Ext ofsuplyforelecftnof Udugulagadd | MAHABOOBNAGAR | 31.05.2011 | 0.0028956 | Submitted vide Distribution True-up petition for 2nd control Period as Annexure-I | Submitted vide Distribution True-up petition for 2nd control Period as Annexure-I
320 | C10-Electrificatin of WScolony Kothapal | MAHABOOBNAGAR | 22.09.2011 | 0.017016 | Submitted vide Distribution True-up petition for 2nd control Period as Annexure-I | Submitted vide Distribution True-up petition for 2nd control Period as Annexure-I
321 | C10-Electrificatin of BCcolony Vallabra | MAHABOOBNAGAR | 20.10.2011 | 0.019115 | Submitted vide Distribution True-up petition for 2nd control Period as Annexure-I | Submitted vide Distribution True-up petition for 2nd control Period as Annexure-I
322 | C10-Electrificationof Jurpula Thanda H | MAHABOOBNAGAR | 15.12.2011 | 0.040791 | Submitted vide Distribution True-up petition for 2nd control Period as Annexure-I | Submitted vide Distribution True-up petition for 2nd control Period as Annexure-I
323 | C10-E/sto 1No25KVADTR SS-5 Thimmanonipa | MAHABOOBNAGAR | 07.06.2012 | 0.008285 | Submitted vide Distribution True-up petition for 2nd control Period as Annexure-I | Submitted vide Distribution True-up petition for 2nd control Period as Annexure-I
324 | C10-E/sto 1No100KVADTR SS-1 Thimmaipall | MAHABOOBNAGAR | 07.06.2012 | 0.015146 | Submitted vide Distribution True-up petition for 2nd control Period as Annexure-I | Submitted vide Distribution True-up petition for 2nd control Period as Annexure-I
325 | C10-E/sto 1No63KVADTR SS-7 Lingasanipal | MAHABOOBNAGAR | 07.06.2012 | 0.013487 | Submitted vide Distribution True-up petition for 2nd control Period as Annexure-I | Submitted vide Distribution True-up petition for 2nd control Period as Annexure-I
326 | C10-Erection of 25KVA Add DTR on SS-I a | MAHABOOBNAGAR | 07.06.2012 | 0.010234 | Submitted vide Distribution True-up petition for 2nd control Period as Annexure-I | Submitted vide Distribution True-up petition for 2nd control Period as Annexure-I
327 | C10-Extofsuply1No25KVADTR 5NosHP Agload | MAHABOOBNAGAR | 27.04.2011 | 0.011221 | Submitted vide Distribution True-up petition for 2nd control Period as Annexure-I | Submitted vide Distribution True-up petition for 2nd control Period as Annexure-I
328 | C10-Erection of 100KVA Addl, DTR at Han | MAHABOOBNAGAR | 07.06.2012 | 0.022169 | Submitted vide Distribution True-up petition for 2nd control Period as Annexure-I | Submitted vide Distribution True-up petition for 2nd control Period as Annexure-I
329 | C10-Electrificatin of SCcolony Kanchana | MAHABOOBNAGAR | 29.11.2011 | 0.012419 | Submitted vide Distribution True-up petition for 2nd control Period as Annexure-I | Submitted vide Distribution True-up petition for 2nd control Period as Annexure-I
330 | C10-Electrificatin of SCcolony Jagboinp | MAHABOOBNAGAR | 20.10.2011 | 0.019278 | Submitted vide Distribution True-up petition for 2nd control Period as Annexure-I | Submitted vide Distribution True-up petition for 2nd control Period as Annexure-I
331 | C10-Electrificatin of SCcolony Ramreddy | MAHABOOBNAGAR | 20.10.2011 | 0.019155 | Submitted vide Distribution True-up petition for 2nd control Period as Annexure-I | Submitted vide Distribution True-up petition for 2nd control Period as Annexure-I
332 | C10-Electrificatin of SCcolony Vemula i | MAHABOOBNAGAR | 30.11.2011 | 0.016075 | Submitted vide Distribution True-up petition for 2nd control Period as Annexure-I | Submitted vide Distribution True-up petition for 2nd control Period as Annexure-I
333 | C10-Erection of 2x25KVA Addl, DTR's on | MAHABOOBNAGAR | 07.06.2012 | 0.025163 | Submitted vide Distribution True-up petition for 2nd control Period as Annexure-I | Submitted vide Distribution True-up petition for 2nd control Period as Annexure-I
334 | C10-Erection of 25KVA Add,DTR on SS-XII | MAHABOOBNAGAR | 07.06.2012 | 0.0088986 | Submitted vide Distribution True-up petition for 2nd control Period as Annexure-I | Submitted vide Distribution True-up petition for 2nd control Period as Annexure-I
335 | C10-E/sto 1No.25KVADTR SS-6 Ramchandrap | MAHABOOBNAGAR | 07.06.2012 | 0.010896 | Submitted vide Distribution True-up petition for 2nd control Period as Annexure-I | Submitted vide Distribution True-up petition for 2nd control Period as Annexure-I
336 | C10-458/8-9/DE/Shifting of 11KV line at | MAHABOOBNAGAR | 07.06.2012 | 0.0050202 | Submitted vide Distribution True-up petition for 2nd control Period as Annexure-I | Submitted vide Distribution True-up petition for 2nd control Period as Annexure-I
337 | C10-E/s to 1No 100KVADTR SS-II at Thimm | MAHABOOBNAGAR | 07.06.2012 | 0.0073592 | Submitted vide Distribution True-up petition for 2nd control Period as Annexure-I | Submitted vide Distribution True-up petition for 2nd control Period as Annexure-I
338 | C10-E/sforelectrification of Thulloniga | MAHABOOBNAGAR | 24.08.2011 | 0.012394 | Submitted vide Distribution True-up petition for 2nd control Period as Annexure-I | Submitted vide Distribution True-up petition for 2nd control Period as Annexure-I
339 | C10-E/sforelectrification of G.Tanda H/ | MAHABOOBNAGAR | 24.08.2011 | 0.011437 | Submitted vide Distribution True-up petition for 2nd control Period as Annexure-I | Submitted vide Distribution True-up petition for 2nd control Period as Annexure-I
340 | C10-E/sto 1No.100KVADTR SS-9 at Talakon | MAHABOOBNAGAR | 07.06.2012 | 0.017607 | Submitted vide Distribution True-up petition for 2nd control Period as Annexure-I | Submitted vide Distribution True-up petition for 2nd control Period as Annexure-I
341 | C10-E/s to 5x40W st lt ectrification of | MAHABOOBNAGAR | 24.04.2011 | 0.00050618 | Submitted vide Distribution True-up petition for 2nd control Period as Annexure-I | Submitted vide Distribution True-up petition for 2nd control Period as Annexure-I
342 | C10-Erection of 3x10KVA DTR's on SS-III | MAHABOOBNAGAR | 07.06.2012 | 0.007091 | Submitted vide Distribution True-up petition for 2nd control Period as Annexure-I | Submitted vide Distribution True-up petition for 2nd control Period as Annexure-I
343 | C10-E/sforreplngdamaged LTOH2wire LTABc | MAHABOOBNAGAR | 30.10.2011 | 0.010746 | Submitted vide Distribution True-up petition for 2nd control Period as Annexure-I | Submitted vide Distribution True-up petition for 2nd control Period as Annexure-I
344 | C10-Enhancement of 63 to 100KVA DTR on | MAHABOOBNAGAR | 23.05.2011 | 0.014365 | Submitted vide Distribution True-up petition for 2nd control Period as Annexure-I | Submitted vide Distribution True-up petition for 2nd control Period as Annexure-I
345 | C10-E/s to 5x40W St Lts for electrifica | MAHABOOBNAGAR | 24.04.2011 | 0.0012818 | Submitted vide Distribution True-up petition for 2nd control Period as Annexure-I | Submitted vide Distribution True-up petition for 2nd control Period as Annexure-I
346 | C10-E/s to 1No 100KVADTR at Bawajipally | MAHABOOBNAGAR | 07.06.2012 | 0.01793 | Submitted vide Distribution True-up petition for 2nd control Period as Annexure-I | Submitted vide Distribution True-up petition for 2nd control Period as Annexure-I
347 | C10-E/sto 1No 253╪ KVADTR SS-3 Jilled i | MAHABOOBNAGAR | 07.06.2012 | 0.0078866 | Submitted vide Distribution True-up petition for 2nd control Period as Annexure-I | Submitted vide Distribution True-up petition for 2nd control Period as Annexure-I
348 | C10-Els to 5x40W st. lts. for electrifi | MAHABOOBNAGAR | 18.02.2012 | 0.0023605 | Submitted vide Distribution True-up petition for 2nd control Period as Annexure-I | Submitted vide Distribution True-up petition for 2nd control Period as Annexure-I
349 | C10-Erection of 3x10KVA Addl, DTR on SS | MAHABOOBNAGAR | 07.06.2012 | 0.0055737 | Submitted vide Distribution True-up petition for 2nd control Period as Annexure-I | Submitted vide Distribution True-up petition for 2nd control Period as Annexure-I
350 | C10-Shifting of 100KVA DTR on SS-II at | MAHABOOBNAGAR | 07.06.2012 | 0.0075814 | Submitted vide Distribution True-up petition for 2nd control Period as Annexure-I | Submitted vide Distribution True-up petition for 2nd control Period as Annexure-I
351 | C10-Shifting of 100KVA DTR's at load ce | MAHABOOBNAGAR | 07.06.2012 | 0.0084013 | Submitted vide Distribution True-up petition for 2nd control Period as Annexure-I | Submitted vide Distribution True-up petition for 2nd control Period as Annexure-I
352 | C10-E/s for electrification of Ajilapur | MAHABOOBNAGAR | 08.09.2011 | 0.014082 | Submitted vide Distribution True-up petition for 2nd control Period as Annexure-I | Submitted vide Distribution True-up petition for 2nd control Period as Annexure-I
353 | C10-Erection of 2.5KM 11KV line Inerlin | MAHABOOBNAGAR | 07.06.2012 | 0.03771 | Submitted vide Distribution True-up petition for 2nd control Period as Annexure-I | Submitted vide Distribution True-up petition for 2nd control Period as Annexure-I
354 | C10-E/s for electrification of Tandra i | MAHABOOBNAGAR | 08.09.2011 | 0.020192 | Submitted vide Distribution True-up petition for 2nd control Period as Annexure-I | Submitted vide Distribution True-up petition for 2nd control Period as Annexure-I
355 | C10-E/s for 1No100KVA thefted SS-7 Than | MAHABOOBNAGAR | 07.06.2012 | 0.013659 | Submitted vide Distribution True-up petition for 2nd control Period as Annexure-I | Submitted vide Distribution True-up petition for 2nd control Period as Annexure-I
356 | C10-Replacement of 2.0Km S-╪ 2W/L to S- | MAHABOOBNAGAR | 27.11.2012 | 0.0066763 | Submitted vide Distribution True-up petition for 2nd control Period as Annexure-I | Submitted vide Distribution True-up petition for 2nd control Period as Annexure-I
357 | C10-E/s to1No 25KVA addl DTR at Kotra i | MAHABOOBNAGAR | 07.06.2012 | 0.0081158 | Submitted vide Distribution True-up petition for 2nd control Period as Annexure-I | Submitted vide Distribution True-up petition for 2nd control Period as Annexure-I
358 | C10-E/s to1No 100KVADTR at Pothepally | MAHABOOBNAGAR | 07.06.2012 | 0.015884 | Submitted vide Distribution True-up petition for 2nd control Period as Annexure-I | Submitted vide Distribution True-up petition for 2nd control Period as Annexure-I
359 | C10-E/S to 5x40w Street lights for elec | MAHABOOBNAGAR | 29.04.2011 | 0.011383 | Submitted vide Distribution True-up petition for 2nd control Period as Annexure-I | Submitted vide Distribution True-up petition for 2nd control Period as Annexure-I
360 | C10-E/S to 5x40w Street lights for elec | MAHABOOBNAGAR | 29.04.2011 | 0.012165 | Submitted vide Distribution True-up petition for 2nd control Period as Annexure-I | Submitted vide Distribution True-up petition for 2nd control Period as Annexure-I
361 | C10-E/S to 5x40w Street lights for elec | MAHABOOBNAGAR | 03.06.2011 | 0.0085637 | Submitted vide Distribution True-up petition for 2nd control Period as Annexure-I | Submitted vide Distribution True-up petition for 2nd control Period as Annexure-I
362 | C10-E/s electfctn BC colony at Raviryal | MAHABOOBNAGAR | 17.05.2011 | 0.010288 | Submitted vide Distribution True-up petition for 2nd control Period as Annexure-I | Submitted vide Distribution True-up petition for 2nd control Period as Annexure-I
363 | C10-E/s electfctn ST colony at Jakaram | MAHABOOBNAGAR | 17.05.2011 | 0.015036 | Submitted vide Distribution True-up petition for 2nd control Period as Annexure-I | Submitted vide Distribution True-up petition for 2nd control Period as Annexure-I
364 | C10-E/s electfctn ST colony at Jakaram | MAHABOOBNAGAR | 17.05.2011 | 0.0070598 | Submitted vide Distribution True-up petition for 2nd control Period as Annexure-I | Submitted vide Distribution True-up petition for 2nd control Period as Annexure-I
365 | C10-E/s electfctn WSC,BC&Scolony Pedda | MAHABOOBNAGAR | 17.05.2011 | 0.014682 | Submitted vide Distribution True-up petition for 2nd control Period as Annexure-I | Submitted vide Distribution True-up petition for 2nd control Period as Annexure-I
366 | C10-E/s to 1No25 KVA DTR Chegunta inThi | MAHABOOBNAGAR | 07.06.2012 | 0.0089645 | Submitted vide Distribution True-up petition for 2nd control Period as Annexure-I | Submitted vide Distribution True-up petition for 2nd control Period as Annexure-I
367 | Ere 25 kb | MAHABOOBNAGAR | 07.06.2012 | 0.012691 | Submitted vide Distribution True-up petition for 2nd control Period as Annexure-I | Submitted vide Distribution True-up petition for 2nd control Period as Annexure-I
368 | C10-22/08-09/DE/100KVA DTR on SS-11 at | MAHABOOBNAGAR | 07.06.2012 | 0.017287 | Submitted vide Distribution True-up petition for 2nd control Period as Annexure-I | Submitted vide Distribution True-up petition for 2nd control Period as Annexure-I
369 | C10-Erection of 100KVA Addl, DTR on SS- | MAHABOOBNAGAR | 07.06.2012 | 0.021181 | Submitted vide Distribution True-up petition for 2nd control Period as Annexure-I | Submitted vide Distribution True-up petition for 2nd control Period as Annexure-I
370 | C10-Erection of 25KVA Addl, DTR on SS-I | MAHABOOBNAGAR | 07.06.2012 | 0.016365 | Submitted vide Distribution True-up petition for 2nd control Period as Annexure-I | Submitted vide Distribution True-up petition for 2nd control Period as Annexure-I
371 | C10-112/8-9/DE/25KVA DTR on100KVA SS-5 | MAHABOOBNAGAR | 07.06.2012 | 0.0088505 | Submitted vide Distribution True-up petition for 2nd control Period as Annexure-I | Submitted vide Distribution True-up petition for 2nd control Period as Annexure-I
372 | C10-E/sto 1No25KVADTR SS-I at Marchala | MAHABOOBNAGAR | 07.06.2012 | 0.0094538 | Submitted vide Distribution True-up petition for 2nd control Period as Annexure-I | Submitted vide Distribution True-up petition for 2nd control Period as Annexure-I
373 | C10-E/s electrification ST colony at Ed | MAHABOOBNAGAR | 17.05.2011 | 0.015164 | Submitted vide Distribution True-up petition for 2nd control Period as Annexure-I | Submitted vide Distribution True-up petition for 2nd control Period as Annexure-I
374 | C10-E/sfor3hrs Aglsers LT 24 to 7hrsupl | MAHABOOBNAGAR | 06.06.2011 | 0.0058396 | Submitted vide Distribution True-up petition for 2nd control Period as Annexure-I | Submitted vide Distribution True-up petition for 2nd control Period as Annexure-I
375 | C10-E/sto1No25KVA DTR SS-9 Jat Jillela | MAHABOOBNAGAR | 07.06.2012 | 0.014767 | Submitted vide Distribution True-up petition for 2nd control Period as Annexure-I | Submitted vide Distribution True-up petition for 2nd control Period as Annexure-I
376 | C10-E/sto 1No25KVADTR at Venkatapur in | MAHABOOBNAGAR | 07.06.2012 | 0.0091437 | Submitted vide Distribution True-up petition for 2nd control Period as Annexure-I | Submitted vide Distribution True-up petition for 2nd control Period as Annexure-I
377 | C10-E/sto1No15KVADTR at Bollampally in | MAHABOOBNAGAR | 07.06.2012 | 0.0046456 | Submitted vide Distribution True-up petition for 2nd control Period as Annexure-I | Submitted vide Distribution True-up petition for 2nd control Period as Annexure-I
378 | C10-Enhancement of 63 to 100KVA DTR at | MAHABOOBNAGAR | 07.06.2012 | 0.011823 | Submitted vide Distribution True-up petition for 2nd control Period as Annexure-I | Submitted vide Distribution True-up petition for 2nd control Period as Annexure-I
379 | C10-Erection of 1No. 11KV VCB for 11KV | MAHABOOBNAGAR | 10.05.2011 | 0.047804 | Submitted vide Distribution True-up petition for 2nd control Period as Annexure-I | Submitted vide Distribution True-up petition for 2nd control Period as Annexure-I
380 | C10-193/8-9/DE/25KVA on100 KVA SS-4 at | MAHABOOBNAGAR | 07.06.2012 | 0.010457 | Submitted vide Distribution True-up petition for 2nd control Period as Annexure-I | Submitted vide Distribution True-up petition for 2nd control Period as Annexure-I
381 | C10-16/8-9/SE/25KVAon100KVA SS-XI at Ma | MAHABOOBNAGAR | 07.06.2012 | 0.0070546 | Submitted vide Distribution True-up petition for 2nd control Period as Annexure-I | Submitted vide Distribution True-up petition for 2nd control Period as Annexure-I
382 | C10-Erec, of 25KVA Add,DTR to relief ov | MAHABOOBNAGAR | 07.06.2012 | 0.0075313 | Submitted vide Distribution True-up petition for 2nd control Period as Annexure-I | Submitted vide Distribution True-up petition for 2nd control Period as Annexure-I
383 | C10-Erection of 25KVA DTR for bifurcati | MAHABOOBNAGAR | 27.11.2012 | 0.035243 | Submitted vide Distribution True-up petition for 2nd control Period as Annexure-I | Submitted vide Distribution True-up petition for 2nd control Period as Annexure-I
384 | C10-E/s to 5Nos 5Hp agl loads under Cat | MAHABOOBNAGAR | 07.06.2012 | 0.010045 | Submitted vide Distribution True-up petition for 2nd control Period as Annexure-I | Submitted vide Distribution True-up petition for 2nd control Period as Annexure-I
385 | C10-E/selectrificationSC&BCcolony Uttar | MAHABOOBNAGAR | 17.05.2011 | 0.015209 | Submitted vide Distribution True-up petition for 2nd control Period as Annexure-I | Submitted vide Distribution True-up petition for 2nd control Period as Annexure-I
386 | C10-Erection of 25KVA DTR on SS-IX at T | MAHABOOBNAGAR | 07.06.2012 | 0.0098013 | Submitted vide Distribution True-up petition for 2nd control Period as Annexure-I | Submitted vide Distribution True-up petition for 2nd control Period as Annexure-I
387 | C10-E/s to 2Nos 25KVADTR at Bollampally | MAHABOOBNAGAR | 07.06.2012 | 0.015753 | Submitted vide Distribution True-up petition for 2nd control Period as Annexure-I | Submitted vide Distribution True-up petition for 2nd control Period as Annexure-I
388 | C10-Erection of 25KVA DTR on SS-VI at C | MAHABOOBNAGAR | 07.06.2012 | 0.0079801 | Submitted vide Distribution True-up petition for 2nd control Period as Annexure-I | Submitted vide Distribution True-up petition for 2nd control Period as Annexure-I
389 | C10-E/sto 1No15KVADTR at Bharkathpally | MAHABOOBNAGAR | 07.06.2012 | 0.0042652 | Submitted vide Distribution True-up petition for 2nd control Period as Annexure-I | Submitted vide Distribution True-up petition for 2nd control Period as Annexure-I
390 | C10-E/sto 1No15KVA addl DTR at Kotra in | MAHABOOBNAGAR | 07.06.2012 | 0.0051963 | Submitted vide Distribution True-up petition for 2nd control Period as Annexure-I | Submitted vide Distribution True-up petition for 2nd control Period as Annexure-I
391 | C10-Erection of 25KVA DTR on SS-VII at | MAHABOOBNAGAR | 07.06.2012 | 0.012054 | Submitted vide Distribution True-up petition for 2nd control Period as Annexure-I | Submitted vide Distribution True-up petition for 2nd control Period as Annexure-I
392 | C10-281/8-9/DE/100KVA on 100KVASS-8 at | MAHABOOBNAGAR | 07.06.2012 | 0.016492 | Submitted vide Distribution True-up petition for 2nd control Period as Annexure-I | Submitted vide Distribution True-up petition for 2nd control Period as Annexure-I
393 | C10-E/sto1No15KVADTR Chokkanapally in V | MAHABOOBNAGAR | 07.06.2012 | 0.0047367 | Submitted vide Distribution True-up petition for 2nd control Period as Annexure-I | Submitted vide Distribution True-up petition for 2nd control Period as Annexure-I
394 | C10-E/S to 5x40w Street lights for elec | MAHABOOBNAGAR | 23.04.2011 | 0.0089389 | Submitted vide Distribution True-up petition for 2nd control Period as Annexure-I | Submitted vide Distribution True-up petition for 2nd control Period as Annexure-I
395 | C10-E/S to 5x40w Street lights for elec | MAHABOOBNAGAR | 23.04.2011 | 0.0078336 | Submitted vide Distribution True-up petition for 2nd control Period as Annexure-I | Submitted vide Distribution True-up petition for 2nd control Period as Annexure-I
396 | C10-E/S to 5x40w Street lights for elec | MAHABOOBNAGAR | 23.04.2011 | 0.0089734 | Submitted vide Distribution True-up petition for 2nd control Period as Annexure-I | Submitted vide Distribution True-up petition for 2nd control Period as Annexure-I
397 | C10-E/S to 5x40w Street lights for elec | MAHABOOBNAGAR | 23.05.2011 | 0.0060933 | Submitted vide Distribution True-up petition for 2nd control Period as Annexure-I | Submitted vide Distribution True-up petition for 2nd control Period as Annexure-I
398 | C10-Erection of 25KVA DTR at Challapur( | MAHABOOBNAGAR | 07.06.2012 | 0.010848 | Submitted vide Distribution True-up petition for 2nd control Period as Annexure-I | Submitted vide Distribution True-up petition for 2nd control Period as Annexure-I
399 | C10-E/sto 1No100KVADTR SS-X Gantlavelly | MAHABOOBNAGAR | 07.06.2012 | 0.01788 | Submitted vide Distribution True-up petition for 2nd control Period as Annexure-I | Submitted vide Distribution True-up petition for 2nd control Period as Annexure-I
400 | C10-Erec, of 25KVA Add,DTR to relief ov | MAHABOOBNAGAR | 07.06.2012 | 0.00868 | Submitted vide Distribution True-up petition for 2nd control Period as Annexure-I | Submitted vide Distribution True-up petition for 2nd control Period as Annexure-I
401 | C10-E/s for electrification of D.Pally | MAHABOOBNAGAR | 22.08.2011 | 0.014089 | Submitted vide Distribution True-up petition for 2nd control Period as Annexure-I | Submitted vide Distribution True-up petition for 2nd control Period as Annexure-I
402 | C10-E/S to 5x40w Street lights for elec | MAHABOOBNAGAR | 23.04.2011 | 0.0085954 | Submitted vide Distribution True-up petition for 2nd control Period as Annexure-I | Submitted vide Distribution True-up petition for 2nd control Period as Annexure-I
403 | C10-E/S to 5x40w Street lights for elec | MAHABOOBNAGAR | 23.05.2011 | 0.0056373 | Submitted vide Distribution True-up petition for 2nd control Period as Annexure-I | Submitted vide Distribution True-up petition for 2nd control Period as Annexure-I
404 | C10-E/S to 5x40w Street lights for elec | MAHABOOBNAGAR | 23.04.2011 | 0.0075103 | Submitted vide Distribution True-up petition for 2nd control Period as Annexure-I | Submitted vide Distribution True-up petition for 2nd control Period as Annexure-I
405 | C10-Erection of 100KVA DTR on SS-IV at | MAHABOOBNAGAR | 07.06.2012 | 0.014808 | Submitted vide Distribution True-up petition for 2nd control Period as Annexure-I | Submitted vide Distribution True-up petition for 2nd control Period as Annexure-I
406 | C10-Err.of 1No25KVA DTR reloverthe100KV | MAHABOOBNAGAR | 07.06.2012 | 0.010412 | Submitted vide Distribution True-up petition for 2nd control Period as Annexure-I | Submitted vide Distribution True-up petition for 2nd control Period as Annexure-I
407 | C10-E/s for electrification of NanuTand | MAHABOOBNAGAR | 22.08.2011 | 0.011873 | Submitted vide Distribution True-up petition for 2nd control Period as Annexure-I | Submitted vide Distribution True-up petition for 2nd control Period as Annexure-I
408 | C10-Erection of 25KVA Add DTR on SS-IV | MAHABOOBNAGAR | 07.06.2012 | 0.0091811 | Submitted vide Distribution True-up petition for 2nd control Period as Annexure-I | Submitted vide Distribution True-up petition for 2nd control Period as Annexure-I
409 | C10-E/s for electrification of Eragada | MAHABOOBNAGAR | 22.08.2011 | 0.011628 | Submitted vide Distribution True-up petition for 2nd control Period as Annexure-I | Submitted vide Distribution True-up petition for 2nd control Period as Annexure-I
410 | C10-E/s for electrification of PunyaTa | MAHABOOBNAGAR | 22.08.2011 | 0.013409 | Submitted vide Distribution True-up petition for 2nd control Period as Annexure-I | Submitted vide Distribution True-up petition for 2nd control Period as Annexure-I
411 | C10-E/s for electrification of R.Tanda | MAHABOOBNAGAR | 24.08.2011 | 0.01173 | Submitted vide Distribution True-up petition for 2nd control Period as Annexure-I | Submitted vide Distribution True-up petition for 2nd control Period as Annexure-I
412 | C10-E/sto 5x40KW street lights Peddarev | MAHABOOBNAGAR | 28.04.2011 | 0.0018852 | Submitted vide Distribution True-up petition for 2nd control Period as Annexure-I | Submitted vide Distribution True-up petition for 2nd control Period as Annexure-I
413 | C10-E/selectrification BCcolony Ravirya | MAHABOOBNAGAR | 19.05.2011 | 0.013897 | Submitted vide Distribution True-up petition for 2nd control Period as Annexure-I | Submitted vide Distribution True-up petition for 2nd control Period as Annexure-I
414 | C10-E/selectrification SC&BCcolony Lalp | MAHABOOBNAGAR | 19.05.2011 | 0.015994 | Submitted vide Distribution True-up petition for 2nd control Period as Annexure-I | Submitted vide Distribution True-up petition for 2nd control Period as Annexure-I
415 | C10-E/S to 5x40w Street lights for elec | MAHABOOBNAGAR | 16.03.2012 | 0.016789 | Submitted vide Distribution True-up petition for 2nd control Period as Annexure-I | Submitted vide Distribution True-up petition for 2nd control Period as Annexure-I
416 | C10-E/S to 5x40w Street lights for elec | MAHABOOBNAGAR | 17.03.2012 | 0.012586 | Submitted vide Distribution True-up petition for 2nd control Period as Annexure-I | Submitted vide Distribution True-up petition for 2nd control Period as Annexure-I
417 | C10-Re-condof 4KM 11KV ACSR conductor u | MAHABOOBNAGAR | 07.06.2012 | 0.024682 | Submitted vide Distribution True-up petition for 2nd control Period as Annexure-I | Submitted vide Distribution True-up petition for 2nd control Period as Annexure-I
418 | C10-E/stoprovdng 9Nos Intmdtpoles ExMLA | MAHABOOBNAGAR | 07.06.2012 | 0.0016513 | Submitted vide Distribution True-up petition for 2nd control Period as Annexure-I | Submitted vide Distribution True-up petition for 2nd control Period as Annexure-I
419 | C10-E/sfor Providing of LTdoubl circuit | MAHABOOBNAGAR | 07.06.2012 | 0.0051403 | Submitted vide Distribution True-up petition for 2nd control Period as Annexure-I | Submitted vide Distribution True-up petition for 2nd control Period as Annexure-I
420 | C10-Extofsuplyelectrification WSCcolony | MAHABOOBNAGAR | 28.04.2011 | 0.0097751 | Submitted vide Distribution True-up petition for 2nd control Period as Annexure-I | Submitted vide Distribution True-up petition for 2nd control Period as Annexure-I
421 | C10-Extofsuplyelectrification WScolony | MAHABOOBNAGAR | 28.04.2011 | 0.010764 | Submitted vide Distribution True-up petition for 2nd control Period as Annexure-I | Submitted vide Distribution True-up petition for 2nd control Period as Annexure-I
422 | C10-Erection of 25KVA Add,DTR ON SS-I | MAHABOOBNAGAR | 07.06.2012 | 0.021823 | Submitted vide Distribution True-up petition for 2nd control Period as Annexure-I | Submitted vide Distribution True-up petition for 2nd control Period as Annexure-I
423 | C10-Erection of 25KVA Addl, DTR at Komm | MAHABOOBNAGAR | 07.06.2012 | 0.013655 | Submitted vide Distribution True-up petition for 2nd control Period as Annexure-I | Submitted vide Distribution True-up petition for 2nd control Period as Annexure-I
424 | C10-E/sfor Providing of LTdoubl circuit | MAHABOOBNAGAR | 07.06.2012 | 0.00085241 | Submitted vide Distribution True-up petition for 2nd control Period as Annexure-I | Submitted vide Distribution True-up petition for 2nd control Period as Annexure-I
425 | C10-E/sfor Providing of LTdoubl circuit | MAHABOOBNAGAR | 07.06.2012 | 0.0011365 | Submitted vide Distribution True-up petition for 2nd control Period as Annexure-I | Submitted vide Distribution True-up petition for 2nd control Period as Annexure-I
426 | C10-E/stoprovdng 9Nos Intmdtpoles SDNR | MAHABOOBNAGAR | 07.06.2012 | 0.0016102 | Submitted vide Distribution True-up petition for 2nd control Period as Annexure-I | Submitted vide Distribution True-up petition for 2nd control Period as Annexure-I
427 | C10-E/S to 5x40w Steer lights for Elect | MAHABOOBNAGAR | 14.07.2011 | 0.0026986 | Submitted vide Distribution True-up petition for 2nd control Period as Annexure-I | Submitted vide Distribution True-up petition for 2nd control Period as Annexure-I
428 | C10-E/s to 1No25KVAaddlDTR SS-4 Enkirya | MAHABOOBNAGAR | 07.06.2012 | 0.010185 | Submitted vide Distribution True-up petition for 2nd control Period as Annexure-I | Submitted vide Distribution True-up petition for 2nd control Period as Annexure-I
429 | C10-E/s to 5x40w for electrifcation of | MAHABOOBNAGAR | 23.03.2012 | 0.013434 | Submitted vide Distribution True-up petition for 2nd control Period as Annexure-I | Submitted vide Distribution True-up petition for 2nd control Period as Annexure-I
430 | C10-E/s to 5x40w for electrifcation of | MAHABOOBNAGAR | 22.03.2012 | 0.013815 | Submitted vide Distribution True-up petition for 2nd control Period as Annexure-I | Submitted vide Distribution True-up petition for 2nd control Period as Annexure-I
431 | C10-E/S to 5x40w Street lights for elec | MAHABOOBNAGAR | 20.08.2011 | 0.0065414 | Submitted vide Distribution True-up petition for 2nd control Period as Annexure-I | Submitted vide Distribution True-up petition for 2nd control Period as Annexure-I
432 | C10-Exte,of supply to 5x40W Street ligh | MAHABOOBNAGAR | 10.06.2011 | 0.0087959 | Submitted vide Distribution True-up petition for 2nd control Period as Annexure-I | Submitted vide Distribution True-up petition for 2nd control Period as Annexure-I
433 | C10-Erection of 63KVA Addl, DTR on SS-X | MAHABOOBNAGAR | 07.06.2012 | 0.018962 | Submitted vide Distribution True-up petition for 2nd control Period as Annexure-I | Submitted vide Distribution True-up petition for 2nd control Period as Annexure-I
434 | C10-Erection of 2x25KVA Addl DTR on SS- | MAHABOOBNAGAR | 07.06.2012 | 0.024262 | Submitted vide Distribution True-up petition for 2nd control Period as Annexure-I | Submitted vide Distribution True-up petition for 2nd control Period as Annexure-I
435 | C10-E/selectrificationSC&BCcolony Thoom | MAHABOOBNAGAR | 17.05.2011 | 0.012157 | Submitted vide Distribution True-up petition for 2nd control Period as Annexure-I | Submitted vide Distribution True-up petition for 2nd control Period as Annexure-I
436 | C10-E/selectrification STcolony Jakaram | MAHABOOBNAGAR | 17.05.2011 | 0.016582 | Submitted vide Distribution True-up petition for 2nd control Period as Annexure-I | Submitted vide Distribution True-up petition for 2nd control Period as Annexure-I
437 | C10-E/selectrification BCcolony Tangall | MAHABOOBNAGAR | 18.05.2011 | 0.011792 | Submitted vide Distribution True-up petition for 2nd control Period as Annexure-I | Submitted vide Distribution True-up petition for 2nd control Period as Annexure-I
438 | C10-E/selectrification STcolony Edira i | MAHABOOBNAGAR | 01.06.2011 | 0.013179 | Submitted vide Distribution True-up petition for 2nd control Period as Annexure-I | Submitted vide Distribution True-up petition for 2nd control Period as Annexure-I
439 | C10-E/s electrification of STcolony Edi | MAHABOOBNAGAR | 01.06.2011 | 0.013309 | Submitted vide Distribution True-up petition for 2nd control Period as Annexure-I | Submitted vide Distribution True-up petition for 2nd control Period as Annexure-I
440 | C10-E/selectrification STcolony Edira i | MAHABOOBNAGAR | 01.06.2011 | 0.01378 | Submitted vide Distribution True-up petition for 2nd control Period as Annexure-I | Submitted vide Distribution True-up petition for 2nd control Period as Annexure-I
441 | C10-Erection of 1No.63KVA DTR at Chikku | MAHABOOBNAGAR | 20.08.2011 | 0.010232 | Submitted vide Distribution True-up petition for 2nd control Period as Annexure-I | Submitted vide Distribution True-up petition for 2nd control Period as Annexure-I
442 | C10-Prodng28Nos C.I earthpipes in Op.Se | MAHABOOBNAGAR | 07.06.2012 | 0.010231 | Submitted vide Distribution True-up petition for 2nd control Period as Annexure-I | Submitted vide Distribution True-up petition for 2nd control Period as Annexure-I
443 | C10-267/8-09/DE/25KVAS-Pon25 SS-2at B.V | MAHABOOBNAGAR | 07.06.2012 | 0.012092 | Submitted vide Distribution True-up petition for 2nd control Period as Annexure-I | Submitted vide Distribution True-up petition for 2nd control Period as Annexure-I
444 | C10-177/8-9/DE/100KVA DTRon100KVA SS-3a | MAHABOOBNAGAR | 07.06.2012 | 0.016752 | Submitted vide Distribution True-up petition for 2nd control Period as Annexure-I | Submitted vide Distribution True-up petition for 2nd control Period as Annexure-I
445 | C10-E/s to 5x40w for electrifcation of | MAHABOOBNAGAR | 05.05.2011 | 0.0083576 | Submitted vide Distribution True-up petition for 2nd control Period as Annexure-I | Submitted vide Distribution True-up petition for 2nd control Period as Annexure-I
446 | C10-E/s to 5x40w for electrifcation of | MAHABOOBNAGAR | 23.03.2012 | 0.012279 | Submitted vide Distribution True-up petition for 2nd control Period as Annexure-I | Submitted vide Distribution True-up petition for 2nd control Period as Annexure-I
447 | C10-Erection of 25KVA Add DTR on SS-VI | MAHABOOBNAGAR | 07.06.2012 | 0.0097382 | Submitted vide Distribution True-up petition for 2nd control Period as Annexure-I | Submitted vide Distribution True-up petition for 2nd control Period as Annexure-I
448 | C10-E/s to 5x40W st lt ectrification of | MAHABOOBNAGAR | 25.04.2011 | 0.0096048 | Submitted vide Distribution True-up petition for 2nd control Period as Annexure-I | Submitted vide Distribution True-up petition for 2nd control Period as Annexure-I
449 | C10-Erection of 2X25KVA DTR's on SS-II | MAHABOOBNAGAR | 07.06.2012 | 0.016769 | Submitted vide Distribution True-up petition for 2nd control Period as Annexure-I | Submitted vide Distribution True-up petition for 2nd control Period as Annexure-I
450 | C10-Erection of 1x25KVA DTR's on SS-XI | MAHABOOBNAGAR | 07.06.2012 | 0.0020183 | Submitted vide Distribution True-up petition for 2nd control Period as Annexure-I | Submitted vide Distribution True-up petition for 2nd control Period as Annexure-I
451 | C10-Erection of 25KVA Add DTR on SS-VI | MAHABOOBNAGAR | 07.06.2012 | 0.0049234 | Submitted vide Distribution True-up petition for 2nd control Period as Annexure-I | Submitted vide Distribution True-up petition for 2nd control Period as Annexure-I
452 | C10-Erection of 25KVA Add DTR on SS-XII | MAHABOOBNAGAR | 07.06.2012 | 0.0014077 | Submitted vide Distribution True-up petition for 2nd control Period as Annexure-I | Submitted vide Distribution True-up petition for 2nd control Period as Annexure-I
453 | C10-Ere, of 2.0KM 11KV line for Bifurca | MAHABOOBNAGAR | 07.06.2012 | 0.015544 | Submitted vide Distribution True-up petition for 2nd control Period as Annexure-I | Submitted vide Distribution True-up petition for 2nd control Period as Annexure-I
454 | C10-E/stoerecof3x15KVAaddlDTR SS-9 Soli | MAHABOOBNAGAR | 07.06.2012 | 0.00012975 | Submitted vide Distribution True-up petition for 2nd control Period as Annexure-I | Submitted vide Distribution True-up petition for 2nd control Period as Annexure-I
455 | C10-E/stoelectfnSC,BCcolony Nagulapally | MAHABOOBNAGAR | 13.05.2011 | 0.0088069 | Submitted vide Distribution True-up petition for 2nd control Period as Annexure-I | Submitted vide Distribution True-up petition for 2nd control Period as Annexure-I
456 | C10-E/sto 1No25KVADTR at Khanapur in Ba | MAHABOOBNAGAR | 07.06.2012 | 0.01037 | Submitted vide Distribution True-up petition for 2nd control Period as Annexure-I | Submitted vide Distribution True-up petition for 2nd control Period as Annexure-I
457 | C10-Erection of 25KVA Add DTR on SS-I a | MAHABOOBNAGAR | 07.06.2012 | 0.011685 | Submitted vide Distribution True-up petition for 2nd control Period as Annexure-I | Submitted vide Distribution True-up petition for 2nd control Period as Annexure-I
458 | C10-E/s to 1No 100KVADTR at Kotra in Ve | MAHABOOBNAGAR | 07.06.2012 | 0.015996 | Submitted vide Distribution True-up petition for 2nd control Period as Annexure-I | Submitted vide Distribution True-up petition for 2nd control Period as Annexure-I
459 | C10-Shifting of 1No. 100KVA DTR on SS-V | MAHABOOBNAGAR | 07.06.2012 | 0.0061593 | Submitted vide Distribution True-up petition for 2nd control Period as Annexure-I | Submitted vide Distribution True-up petition for 2nd control Period as Annexure-I
460 | C10-E/s to 5x40W st lt ectrification of | MAHABOOBNAGAR | 20.04.2011 | 0.0024208 | Submitted vide Distribution True-up petition for 2nd control Period as Annexure-I | Submitted vide Distribution True-up petition for 2nd control Period as Annexure-I
461 | C10-Extofsuplyelectrification BimaTand, | MAHABOOBNAGAR | 28.04.2011 | 0.0064486 | Submitted vide Distribution True-up petition for 2nd control Period as Annexure-I | Submitted vide Distribution True-up petition for 2nd control Period as Annexure-I
462 | C10-Extofsuplyelectrification Naik Tand | MAHABOOBNAGAR | 28.04.2011 | 0.0070533 | Submitted vide Distribution True-up petition for 2nd control Period as Annexure-I | Submitted vide Distribution True-up petition for 2nd control Period as Annexure-I
463 | C10-Extofsuplyforelecftn Mangalikunta H | MAHABOOBNAGAR | 29.11.2011 | 0.0041915 | Submitted vide Distribution True-up petition for 2nd control Period as Annexure-I | Submitted vide Distribution True-up petition for 2nd control Period as Annexure-I
464 | C10-E/s for shifting 3x2KVADTR at R.R.G | MAHABOOBNAGAR | 07.06.2012 | 0.010589 | Submitted vide Distribution True-up petition for 2nd control Period as Annexure-I | Submitted vide Distribution True-up petition for 2nd control Period as Annexure-I
465 | C10-E/S to 5x40w Street lights for elec | MAHABOOBNAGAR | 20.08.2011 | 0.0043563 | Submitted vide Distribution True-up petition for 2nd control Period as Annexure-I | Submitted vide Distribution True-up petition for 2nd control Period as Annexure-I
466 | C10-Extension of 24Hrs supply to RWS lo | MAHABOOBNAGAR | 07.06.2012 | 0.0096767 | Submitted vide Distribution True-up petition for 2nd control Period as Annexure-I | Submitted vide Distribution True-up petition for 2nd control Period as Annexure-I
467 | C10-Erection of 100KVA Addl DTR on SS-V | MAHABOOBNAGAR | 07.06.2012 | 0.014321 | Submitted vide Distribution True-up petition for 2nd control Period as Annexure-I | Submitted vide Distribution True-up petition for 2nd control Period as Annexure-I
468 | C10-274/8-9/DE/25KVA DTR on 63KVA SS-2 | MAHABOOBNAGAR | 07.06.2012 | 0.011952 | Submitted vide Distribution True-up petition for 2nd control Period as Annexure-I | Submitted vide Distribution True-up petition for 2nd control Period as Annexure-I
469 | C10-E/sto 1No25KVADTR SS-14-19-018-23 | MAHABOOBNAGAR | 07.06.2012 | 0.01391 | Submitted vide Distribution True-up petition for 2nd control Period as Annexure-I | Submitted vide Distribution True-up petition for 2nd control Period as Annexure-I
470 | C10-Erection of 15KVA DTR on SS-I at An | MAHABOOBNAGAR | 07.06.2012 | 0.0084512 | Submitted vide Distribution True-up petition for 2nd control Period as Annexure-I | Submitted vide Distribution True-up petition for 2nd control Period as Annexure-I
471 | C10-Extofsuplyforelecftn KothapallyTand | MAHABOOBNAGAR | 21.09.2011 | 0.0097158 | Submitted vide Distribution True-up petition for 2nd control Period as Annexure-I | Submitted vide Distribution True-up petition for 2nd control Period as Annexure-I
472 | C10-Ext ofsuplyforelecftn of BColony Ur | MAHABOOBNAGAR | 22.09.2011 | 0.012172 | Submitted vide Distribution True-up petition for 2nd control Period as Annexure-I | Submitted vide Distribution True-up petition for 2nd control Period as Annexure-I
473 | C10-Ext ofsuplyforelecftn Jangalagudise | MAHABOOBNAGAR | 30.11.2011 | 0.0090182 | Submitted vide Distribution True-up petition for 2nd control Period as Annexure-I | Submitted vide Distribution True-up petition for 2nd control Period as Annexure-I
474 | C10-Ext ofsuplyforelecftn Gudlakuntlapa | MAHABOOBNAGAR | 21.10.2011 | 0.0090689 | Submitted vide Distribution True-up petition for 2nd control Period as Annexure-I | Submitted vide Distribution True-up petition for 2nd control Period as Annexure-I
475 | C10-ElefcnSTcolony SubaiyaTanda H/o Jak | MAHABOOBNAGAR | 18.05.2011 | 0.012299 | Submitted vide Distribution True-up petition for 2nd control Period as Annexure-I | Submitted vide Distribution True-up petition for 2nd control Period as Annexure-I
476 | C10-E/selectrification SC&BCcolony Chin | MAHABOOBNAGAR | 18.05.2011 | 0.014285 | Submitted vide Distribution True-up petition for 2nd control Period as Annexure-I | Submitted vide Distribution True-up petition for 2nd control Period as Annexure-I
477 | C10-E/selectrification AyodyapurTanda,C | MAHABOOBNAGAR | 18.05.2011 | 0.016098 | Submitted vide Distribution True-up petition for 2nd control Period as Annexure-I | Submitted vide Distribution True-up petition for 2nd control Period as Annexure-I
478 | C10-E/selectrification RamannaguTanda,C | MAHABOOBNAGAR | 18.05.2011 | 0.013239 | Submitted vide Distribution True-up petition for 2nd control Period as Annexure-I | Submitted vide Distribution True-up petition for 2nd control Period as Annexure-I
479 | C10-E/selectrification KoppukuntTanda,C | MAHABOOBNAGAR | 18.05.2011 | 0.010476 | Submitted vide Distribution True-up petition for 2nd control Period as Annexure-I | Submitted vide Distribution True-up petition for 2nd control Period as Annexure-I
480 | C10-E/selectrification ChilumbaiTanda,C | MAHABOOBNAGAR | 18.05.2011 | 0.014341 | Submitted vide Distribution True-up petition for 2nd control Period as Annexure-I | Submitted vide Distribution True-up petition for 2nd control Period as Annexure-I
481 | C10-E/selectrification STcolony RajmaTa | MAHABOOBNAGAR | 18.05.2011 | 0.014404 | Submitted vide Distribution True-up petition for 2nd control Period as Annexure-I | Submitted vide Distribution True-up petition for 2nd control Period as Annexure-I
482 | C10-Thfted 100KVADTR SS-48 SDNR town in | MAHABOOBNAGAR | 07.06.2012 | 0.011769 | Submitted vide Distribution True-up petition for 2nd control Period as Annexure-I | Submitted vide Distribution True-up petition for 2nd control Period as Annexure-I
483 | C10-272/8-9/DE/25KVA DTR on100KVA SS-4 | MAHABOOBNAGAR | 07.06.2012 | 0.012769 | Submitted vide Distribution True-up petition for 2nd control Period as Annexure-I | Submitted vide Distribution True-up petition for 2nd control Period as Annexure-I
484 | C10-e/stoerection100KVADTR SS-2 Mogalig | MAHABOOBNAGAR | 07.06.2012 | 0.014961 | Submitted vide Distribution True-up petition for 2nd control Period as Annexure-I | Submitted vide Distribution True-up petition for 2nd control Period as Annexure-I
485 | C10-e/stoerection25KVADTR SS-7 Kammadan | MAHABOOBNAGAR | 07.06.2012 | 0.01115 | Submitted vide Distribution True-up petition for 2nd control Period as Annexure-I | Submitted vide Distribution True-up petition for 2nd control Period as Annexure-I
486 | C10-e/sto Enhamnt 63KVA to 100 KVADTR | MAHABOOBNAGAR | 07.06.2012 | 0.014961 | Submitted vide Distribution True-up petition for 2nd control Period as Annexure-I | Submitted vide Distribution True-up petition for 2nd control Period as Annexure-I
487 | C10-Erection of 25KVA Add,DTR on SS-II | MAHABOOBNAGAR | 07.06.2012 | 0.0097618 | Submitted vide Distribution True-up petition for 2nd control Period as Annexure-I | Submitted vide Distribution True-up petition for 2nd control Period as Annexure-I
488 | C10-E/s electfctn BCcolony atThangallap | MAHABOOBNAGAR | 18.05.2011 | 0.015444 | Submitted vide Distribution True-up petition for 2nd control Period as Annexure-I | Submitted vide Distribution True-up petition for 2nd control Period as Annexure-I
489 | C10-E/s electfctn BC&SCcolony at Padmar | MAHABOOBNAGAR | 17.05.2011 | 0.01276 | Submitted vide Distribution True-up petition for 2nd control Period as Annexure-I | Submitted vide Distribution True-up petition for 2nd control Period as Annexure-I
490 | C10-E/s electfctn BC colony at Edira in | MAHABOOBNAGAR | 01.06.2011 | 0.012533 | Submitted vide Distribution True-up petition for 2nd control Period as Annexure-I | Submitted vide Distribution True-up petition for 2nd control Period as Annexure-I
491 | C10-E/s electfctn WS&SCcolony at Padma | MAHABOOBNAGAR | 17.05.2011 | 0.013947 | Submitted vide Distribution True-up petition for 2nd control Period as Annexure-I | Submitted vide Distribution True-up petition for 2nd control Period as Annexure-I
492 | C10-E/s to 1No100KVAaddlDTR SS-3 Mothig | MAHABOOBNAGAR | 07.06.2012 | 0.018203 | Submitted vide Distribution True-up petition for 2nd control Period as Annexure-I | Submitted vide Distribution True-up petition for 2nd control Period as Annexure-I
493 | C10-Erection of 100KVA Add DTR on SS-II | MAHABOOBNAGAR | 07.06.2012 | 0.022964 | Submitted vide Distribution True-up petition for 2nd control Period as Annexure-I | Submitted vide Distribution True-up petition for 2nd control Period as Annexure-I
494 | C10-376/8-9/DE/25KVAon2X25KVA SS-6at Ed | MAHABOOBNAGAR | 07.06.2012 | 0.014148 | Submitted vide Distribution True-up petition for 2nd control Period as Annexure-I | Submitted vide Distribution True-up petition for 2nd control Period as Annexure-I
495 | C10-E/s electfctn BC&SCcolony at Padma | MAHABOOBNAGAR | 17.05.2011 | 0.013138 | Submitted vide Distribution True-up petition for 2nd control Period as Annexure-I | Submitted vide Distribution True-up petition for 2nd control Period as Annexure-I
496 | C10-E/sto1No.25KVA DTR SS-34 at kalwaku | MAHABOOBNAGAR | 07.06.2012 | 0.015111 | Submitted vide Distribution True-up petition for 2nd control Period as Annexure-I | Submitted vide Distribution True-up petition for 2nd control Period as Annexure-I
497 | C10-E/sto1No.25KVA DTR SS-33 at kalwaku | MAHABOOBNAGAR | 07.06.2012 | 0.013939 | Submitted vide Distribution True-up petition for 2nd control Period as Annexure-I | Submitted vide Distribution True-up petition for 2nd control Period as Annexure-I
498 | C10-Provding of 12nos. earthing arrange | MAHABOOBNAGAR | 07.06.2012 | 0.0023709 | Submitted vide Distribution True-up petition for 2nd control Period as Annexure-I | Submitted vide Distribution True-up petition for 2nd control Period as Annexure-I
499 | C10-E/sto 1No15KVADTR at SS-I Thimmanna | MAHABOOBNAGAR | 07.06.2012 | 0.0036673 | Submitted vide Distribution True-up petition for 2nd control Period as Annexure-I | Submitted vide Distribution True-up petition for 2nd control Period as Annexure-I
500 | C10-E/S to 5x40w Street lights for elec | MAHABOOBNAGAR | 31.12.2011 | 0.017804 | Submitted vide Distribution True-up petition for 2nd control Period as Annexure-I | Submitted vide Distribution True-up petition for 2nd control Period as Annexure-I
501 | C10-Erection of 25KVA Add DTR on SS-VII | MAHABOOBNAGAR | 07.06.2012 | 0.015135 | Submitted vide Distribution True-up petition for 2nd control Period as Annexure-I | Submitted vide Distribution True-up petition for 2nd control Period as Annexure-I
502 | C10-Shifting of 1No. 100KVA DTR on SS-I | MAHABOOBNAGAR | 07.06.2012 | 0.0012657 | Submitted vide Distribution True-up petition for 2nd control Period as Annexure-I | Submitted vide Distribution True-up petition for 2nd control Period as Annexure-I
503 | C10-E/s electfctn WS&SCcolony at Thoomp | MAHABOOBNAGAR | 17.05.2011 | 0.013075 | Submitted vide Distribution True-up petition for 2nd control Period as Annexure-I | Submitted vide Distribution True-up petition for 2nd control Period as Annexure-I
504 | C10-E/s electfctn BC&SCcolony at Uttara | MAHABOOBNAGAR | 17.05.2011 | 0.01449 | Submitted vide Distribution True-up petition for 2nd control Period as Annexure-I | Submitted vide Distribution True-up petition for 2nd control Period as Annexure-I
505 | C10-E/s electfctn BC&SCcolony ChinnaElk | MAHABOOBNAGAR | 17.05.2011 | 0.010811 | Submitted vide Distribution True-up petition for 2nd control Period as Annexure-I | Submitted vide Distribution True-up petition for 2nd control Period as Annexure-I
506 | C10-E/selectrification BCcolony Noyagud | MAHABOOBNAGAR | 18.05.2011 | 0.012272 | Submitted vide Distribution True-up petition for 2nd control Period as Annexure-I | Submitted vide Distribution True-up petition for 2nd control Period as Annexure-I
507 | C10-E/selectrification SCcolony Peerhap | MAHABOOBNAGAR | 18.05.2011 | 0.012349 | Submitted vide Distribution True-up petition for 2nd control Period as Annexure-I | Submitted vide Distribution True-up petition for 2nd control Period as Annexure-I
508 | C10-E/selectrification BCcolony Tangall | MAHABOOBNAGAR | 18.05.2011 | 0.013435 | Submitted vide Distribution True-up petition for 2nd control Period as Annexure-I | Submitted vide Distribution True-up petition for 2nd control Period as Annexure-I
509 | C10-E/selectrification STcolony Peddamm | MAHABOOBNAGAR | 18.05.2011 | 0.011999 | Submitted vide Distribution True-up petition for 2nd control Period as Annexure-I | Submitted vide Distribution True-up petition for 2nd control Period as Annexure-I
510 | C10-E/selectrification BCcolony Kasulab | MAHABOOBNAGAR | 19.05.2011 | 0.014235 | Submitted vide Distribution True-up petition for 2nd control Period as Annexure-I | Submitted vide Distribution True-up petition for 2nd control Period as Annexure-I
511 | C10-E/selectrification BCcolony Edira | MAHABOOBNAGAR | 03.06.2011 | 0.014133 | Submitted vide Distribution True-up petition for 2nd control Period as Annexure-I | Submitted vide Distribution True-up petition for 2nd control Period as Annexure-I
512 | C10-Enhancement of 63 to 100KVA DTR on | MAHABOOBNAGAR | 07.06.2012 | 0.00079927 | Submitted vide Distribution True-up petition for 2nd control Period as Annexure-I | Submitted vide Distribution True-up petition for 2nd control Period as Annexure-I
513 | C10-E/s to 1No 100KVADTR at Marikal in | MAHABOOBNAGAR | 07.06.2012 | 0.018657 | Submitted vide Distribution True-up petition for 2nd control Period as Annexure-I | Submitted vide Distribution True-up petition for 2nd control Period as Annexure-I
514 | C10-E/stoprovdng 9Nos Intmdtpoles SDNR | MAHABOOBNAGAR | 07.06.2012 | 0.0024224 | Submitted vide Distribution True-up petition for 2nd control Period as Annexure-I | Submitted vide Distribution True-up petition for 2nd control Period as Annexure-I
515 | C10-Erection of 100KVA Addl, DTR at TC | MAHABOOBNAGAR | 07.06.2012 | 0.019797 | Submitted vide Distribution True-up petition for 2nd control Period as Annexure-I | Submitted vide Distribution True-up petition for 2nd control Period as Annexure-I
516 | C10-Electrification of existing municip | MAHABOOBNAGAR | 26.04.2011 | 0.0208 | Submitted vide Distribution True-up petition for 2nd control Period as Annexure-I | Submitted vide Distribution True-up petition for 2nd control Period as Annexure-I
517 | C10-E/sto 1No63KVADTR SS-5 Ippalapally | MAHABOOBNAGAR | 07.06.2012 | 0.0041867 | Submitted vide Distribution True-up petition for 2nd control Period as Annexure-I | Submitted vide Distribution True-up petition for 2nd control Period as Annexure-I
518 | C10-E/stoprovdng 9Nos Intmdtpoles SDNR | MAHABOOBNAGAR | 07.06.2012 | 0.0024224 | Submitted vide Distribution True-up petition for 2nd control Period as Annexure-I | Submitted vide Distribution True-up petition for 2nd control Period as Annexure-I
519 | C10-E/sto 1No 253╪ KVADTR SS-2 Thangall | MAHABOOBNAGAR | 07.06.2012 | 0.010677 | Submitted vide Distribution True-up petition for 2nd control Period as Annexure-I | Submitted vide Distribution True-up petition for 2nd control Period as Annexure-I
520 | C10-E/s to 1No25KVAaddlDTR SS-1 Jakaram | MAHABOOBNAGAR | 07.06.2012 | 0.0083141 | Submitted vide Distribution True-up petition for 2nd control Period as Annexure-I | Submitted vide Distribution True-up petition for 2nd control Period as Annexure-I
521 | C10-E/sto 1No25KVAaddlDTR SS-I at Nanda | MAHABOOBNAGAR | 07.06.2012 | 0.0097313 | Submitted vide Distribution True-up petition for 2nd control Period as Annexure-I | Submitted vide Distribution True-up petition for 2nd control Period as Annexure-I
522 | C10-E/sto 1No63KVAaddlDTR G.P.H/o Hemaz | MAHABOOBNAGAR | 07.06.2012 | 0.0050029 | Submitted vide Distribution True-up petition for 2nd control Period as Annexure-I | Submitted vide Distribution True-up petition for 2nd control Period as Annexure-I
523 | C10-Erectof1No.11KV VCB for11KVBndm fee | MAHABOOBNAGAR | 07.06.2012 | 0.0042361 | Submitted vide Distribution True-up petition for 2nd control Period as Annexure-I | Submitted vide Distribution True-up petition for 2nd control Period as Annexure-I
524 | C10-Erection of 2x25KVA Add,DTR on exis | MAHABOOBNAGAR | 07.06.2012 | 0.021259 | Submitted vide Distribution True-up petition for 2nd control Period as Annexure-I | Submitted vide Distribution True-up petition for 2nd control Period as Annexure-I
525 | C10-Replacment of LT Abcable at Kadrhal | MAHABOOBNAGAR | 07.06.2012 | 0.0028975 | Submitted vide Distribution True-up petition for 2nd control Period as Annexure-I | Submitted vide Distribution True-up petition for 2nd control Period as Annexure-I
526 | C10-Replacment of LT Abcable at Kadrhal | MAHABOOBNAGAR | 07.06.2012 | 0.0028975 | Submitted vide Distribution True-up petition for 2nd control Period as Annexure-I | Submitted vide Distribution True-up petition for 2nd control Period as Annexure-I
527 | C10-Erection of 2x25KVA Add,DTR on exis | MAHABOOBNAGAR | 27.11.2012 | 0.017158 | Submitted vide Distribution True-up petition for 2nd control Period as Annexure-I | Submitted vide Distribution True-up petition for 2nd control Period as Annexure-I
528 | C10-E/sto 1No100KVADTR SS-2 Nachukunta | MAHABOOBNAGAR | 07.06.2012 | 0.021557 | Submitted vide Distribution True-up petition for 2nd control Period as Annexure-I | Submitted vide Distribution True-up petition for 2nd control Period as Annexure-I
529 | C10-E/sto 1No25KVADTR SS-14 Jupally in | MAHABOOBNAGAR | 07.06.2012 | 0.013766 | Submitted vide Distribution True-up petition for 2nd control Period as Annexure-I | Submitted vide Distribution True-up petition for 2nd control Period as Annexure-I
530 | C10-E/sto 1No25KVADTR SS-4 Chandradana | MAHABOOBNAGAR | 07.06.2012 | 0.013756 | Submitted vide Distribution True-up petition for 2nd control Period as Annexure-I | Submitted vide Distribution True-up petition for 2nd control Period as Annexure-I
531 | C10-E/sto 1No100KVADTR SS-I at Mudvin i | MAHABOOBNAGAR | 07.06.2012 | 0.017669 | Submitted vide Distribution True-up petition for 2nd control Period as Annexure-I | Submitted vide Distribution True-up petition for 2nd control Period as Annexure-I
532 | C10-Providing of 1/3rd arrangement on 1 | MAHABOOBNAGAR | 07.06.2012 | 0.002767 | Submitted vide Distribution True-up petition for 2nd control Period as Annexure-I | Submitted vide Distribution True-up petition for 2nd control Period as Annexure-I
533 | C10-COMSNO.358/17.9.08/3.15to5MVA at 33 | MAHABOOBNAGAR | 07.06.2012 | 0.30204 | Submitted vide Distribution True-up petition for 2nd control Period as Annexure-I | Submitted vide Distribution True-up petition for 2nd control Period as Annexure-I
534 | C10-E/sto 3x15KVADTR at Vampuguda in Ta | MAHABOOBNAGAR | 07.06.2012 | 0.017787 | Submitted vide Distribution True-up petition for 2nd control Period as Annexure-I | Submitted vide Distribution True-up petition for 2nd control Period as Annexure-I
535 | C10-Erection of 1X25KVA Add,DTR on exis | MAHABOOBNAGAR | 07.06.2012 | 0.0090169 | Submitted vide Distribution True-up petition for 2nd control Period as Annexure-I | Submitted vide Distribution True-up petition for 2nd control Period as Annexure-I
536 | C10-E/sto 1No25KVADTR SS-4 Chennampally | MAHABOOBNAGAR | 07.06.2012 | 0.012609 | Submitted vide Distribution True-up petition for 2nd control Period as Annexure-I | Submitted vide Distribution True-up petition for 2nd control Period as Annexure-I
537 | C10-Erection of 3Nos 10KVA Addl, DTR's | MAHABOOBNAGAR | 04.06.2011 | 0.0054494 | Submitted vide Distribution True-up petition for 2nd control Period as Annexure-I | Submitted vide Distribution True-up petition for 2nd control Period as Annexure-I
538 | C10-E/sto 1No100KVADTR SS-4 Venkatapur | MAHABOOBNAGAR | 07.06.2012 | 0.02172 | Submitted vide Distribution True-up petition for 2nd control Period as Annexure-I | Submitted vide Distribution True-up petition for 2nd control Period as Annexure-I
539 | C10-E/sto 1No100KVADTR SS-XI Choutanda | MAHABOOBNAGAR | 07.06.2012 | 0.019822 | Submitted vide Distribution True-up petition for 2nd control Period as Annexure-I | Submitted vide Distribution True-up petition for 2nd control Period as Annexure-I
540 | C10-E/sto 1No100KVADTR SS-3 Chintalapal | MAHABOOBNAGAR | 07.06.2012 | 0.021263 | Submitted vide Distribution True-up petition for 2nd control Period as Annexure-I | Submitted vide Distribution True-up petition for 2nd control Period as Annexure-I
541 | C10-Erection of 2.0KM LT AB Cable on ex | MAHABOOBNAGAR | 07.06.2012 | 0.007744 | Submitted vide Distribution True-up petition for 2nd control Period as Annexure-I | Submitted vide Distribution True-up petition for 2nd control Period as Annexure-I
542 | C10-Eisto 1No 100 KVADTR on SS-V at Nek | MAHABOOBNAGAR | 07.06.2012 | 0.011018 | Submitted vide Distribution True-up petition for 2nd control Period as Annexure-I | Submitted vide Distribution True-up petition for 2nd control Period as Annexure-I
543 | C10-Electrificatin of SC&BCcolony Kandi | MAHABOOBNAGAR | 10.05.2011 | 0.017316 | Submitted vide Distribution True-up petition for 2nd control Period as Annexure-I | Submitted vide Distribution True-up petition for 2nd control Period as Annexure-I
544 | C10-Electrificatin of Mahammadaligudem | MAHABOOBNAGAR | 31.05.2011 | 0.014787 | Submitted vide Distribution True-up petition for 2nd control Period as Annexure-I | Submitted vide Distribution True-up petition for 2nd control Period as Annexure-I
545 | C10-E/s to 1No25kvADTR SS-14 Burgula in | MAHABOOBNAGAR | 07.06.2012 | 0.010137 | Submitted vide Distribution True-up petition for 2nd control Period as Annexure-I | Submitted vide Distribution True-up petition for 2nd control Period as Annexure-I
546 | C10-Erection of 100KVA DTR on SS-V at v | MAHABOOBNAGAR | 07.06.2012 | 0.024306 | Submitted vide Distribution True-up petition for 2nd control Period as Annexure-I | Submitted vide Distribution True-up petition for 2nd control Period as Annexure-I
547 | C10-Electrificatin of Mahammadaligudem | MAHABOOBNAGAR | 13.05.2011 | 0.014981 | Submitted vide Distribution True-up petition for 2nd control Period as Annexure-I | Submitted vide Distribution True-up petition for 2nd control Period as Annexure-I
548 | C10-Electrificatin of Badrunaik Tanda H | MAHABOOBNAGAR | 10.05.2011 | 0.012406 | Submitted vide Distribution True-up petition for 2nd control Period as Annexure-I | Submitted vide Distribution True-up petition for 2nd control Period as Annexure-I
549 | C10-Erection of 100KVA Add DTR on SS-I | MAHABOOBNAGAR | 07.06.2012 | 0.017186 | Submitted vide Distribution True-up petition for 2nd control Period as Annexure-I | Submitted vide Distribution True-up petition for 2nd control Period as Annexure-I
550 | C10-Erection of 1x25KVA Add,DTR on exis | MAHABOOBNAGAR | 07.06.2012 | 0.013329 | Submitted vide Distribution True-up petition for 2nd control Period as Annexure-I | Submitted vide Distribution True-up petition for 2nd control Period as Annexure-I
551 | C10-Enhancement of 25 to 63KVA DTR on S | MAHABOOBNAGAR | 27.11.2012 | 0.012893 | Submitted vide Distribution True-up petition for 2nd control Period as Annexure-I | Submitted vide Distribution True-up petition for 2nd control Period as Annexure-I
552 | C10-Electrificatin of Charla Tanda H/o | MAHABOOBNAGAR | 10.05.2011 | 0.012085 | Submitted vide Distribution True-up petition for 2nd control Period as Annexure-I | Submitted vide Distribution True-up petition for 2nd control Period as Annexure-I
553 | C10-Electrificatin of SC&BC colony at S | MAHABOOBNAGAR | 10.05.2011 | 0.01372 | Submitted vide Distribution True-up petition for 2nd control Period as Annexure-I | Submitted vide Distribution True-up petition for 2nd control Period as Annexure-I
554 | C10-E/sto 1No100KVADTR SS-6 at Kishanna | MAHABOOBNAGAR | 07.06.2012 | 0.019995 | Submitted vide Distribution True-up petition for 2nd control Period as Annexure-I | Submitted vide Distribution True-up petition for 2nd control Period as Annexure-I
555 | C10-Erection of 100KVA Add,DTR on exist | MAHABOOBNAGAR | 07.06.2012 | 0.032006 | Submitted vide Distribution True-up petition for 2nd control Period as Annexure-I | Submitted vide Distribution True-up petition for 2nd control Period as Annexure-I
556 | C10-Erec of 1No.25KVA DTR on SS-4 atEll | MAHABOOBNAGAR | 07.06.2012 | 0.0067379 | Submitted vide Distribution True-up petition for 2nd control Period as Annexure-I | Submitted vide Distribution True-up petition for 2nd control Period as Annexure-I
557 | C10-Erection of 1.0KM Interlinking line | MAHABOOBNAGAR | 07.06.2012 | 0.011623 | Submitted vide Distribution True-up petition for 2nd control Period as Annexure-I | Submitted vide Distribution True-up petition for 2nd control Period as Annexure-I
558 | C10-E/s to20Nos5HPSTCI wellsatUbbaritha | MAHABOOBNAGAR | 21.04.2011 | 0.0035147 | Submitted vide Distribution True-up petition for 2nd control Period as Annexure-I | Submitted vide Distribution True-up petition for 2nd control Period as Annexure-I
559 | C10-Esto20no5hp agl load at singar than | MAHABOOBNAGAR | 20.04.2011 | 0.0031931 | Submitted vide Distribution True-up petition for 2nd control Period as Annexure-I | Submitted vide Distribution True-up petition for 2nd control Period as Annexure-I
560 | C10-Electrificatin of Upparagadda H/o A | MAHABOOBNAGAR | 10.05.2011 | 0.010388 | Submitted vide Distribution True-up petition for 2nd control Period as Annexure-I | Submitted vide Distribution True-up petition for 2nd control Period as Annexure-I
561 | C10-Electrificatin of Mansingh Tanda H/ | MAHABOOBNAGAR | 15.05.2011 | 0.007759 | Submitted vide Distribution True-up petition for 2nd control Period as Annexure-I | Submitted vide Distribution True-up petition for 2nd control Period as Annexure-I
562 | C10-E/sto 1No63KVADTR SS-8 at Konapur i | MAHABOOBNAGAR | 07.06.2012 | 0.012122 | Submitted vide Distribution True-up petition for 2nd control Period as Annexure-I | Submitted vide Distribution True-up petition for 2nd control Period as Annexure-I
563 | C10-E/sto 1No25KVADTR SS-6 at Ulphara | MAHABOOBNAGAR | 07.06.2012 | 0.010968 | Submitted vide Distribution True-up petition for 2nd control Period as Annexure-I | Submitted vide Distribution True-up petition for 2nd control Period as Annexure-I
564 | C10-Reconductoring of 2.0KM 11KV line o | MAHABOOBNAGAR | 07.06.2012 | 0.013594 | Submitted vide Distribution True-up petition for 2nd control Period as Annexure-I | Submitted vide Distribution True-up petition for 2nd control Period as Annexure-I
565 | C10-Electrificatin of Mondoni Rai Tanda | MAHABOOBNAGAR | 15.05.2011 | 0.011696 | Submitted vide Distribution True-up petition for 2nd control Period as Annexure-I | Submitted vide Distribution True-up petition for 2nd control Period as Annexure-I
566 | C10-E/sto 1No63KVADTR SS-4 Narsampally | MAHABOOBNAGAR | 07.06.2012 | 0.014479 | Submitted vide Distribution True-up petition for 2nd control Period as Annexure-I | Submitted vide Distribution True-up petition for 2nd control Period as Annexure-I
567 | C10-E/sto 1No 25KVADTR SS-I Agraharam | MAHABOOBNAGAR | 07.06.2012 | 0.013257 | Submitted vide Distribution True-up petition for 2nd control Period as Annexure-I | Submitted vide Distribution True-up petition for 2nd control Period as Annexure-I
568 | C10-Electrificatin of SC&BC colony at V | MAHABOOBNAGAR | 16.05.2011 | 0.013956 | Submitted vide Distribution True-up petition for 2nd control Period as Annexure-I | Submitted vide Distribution True-up petition for 2nd control Period as Annexure-I
569 | C10-Electrificatin of Syamalabanda Tand | MAHABOOBNAGAR | 19.05.2011 | 0.01243 | Submitted vide Distribution True-up petition for 2nd control Period as Annexure-I | Submitted vide Distribution True-up petition for 2nd control Period as Annexure-I
570 | C10-Eisto 1No 100 KVADTR on SS-X at Tha | MAHABOOBNAGAR | 07.06.2012 | 0.018554 | Submitted vide Distribution True-up petition for 2nd control Period as Annexure-I | Submitted vide Distribution True-up petition for 2nd control Period as Annexure-I
571 | C10-Electrification of Dalithwada Linga | MAHABOOBNAGAR | 31.05.2011 | 0.004371 | Submitted vide Distribution True-up petition for 2nd control Period as Annexure-I | Submitted vide Distribution True-up petition for 2nd control Period as Annexure-I
572 | C10-Electrification of Koduparthy H/o G | MAHABOOBNAGAR | 31.05.2011 | 0.0042921 | Submitted vide Distribution True-up petition for 2nd control Period as Annexure-I | Submitted vide Distribution True-up petition for 2nd control Period as Annexure-I
573 | C10-Electrificatin of SC&BC Kasireddygu | MAHABOOBNAGAR | 19.05.2011 | 0.012555 | Submitted vide Distribution True-up petition for 2nd control Period as Annexure-I | Submitted vide Distribution True-up petition for 2nd control Period as Annexure-I
574 | C10-Electrificatin of P.RajuGadda Tanda | MAHABOOBNAGAR | 19.05.2011 | 0.011786 | Submitted vide Distribution True-up petition for 2nd control Period as Annexure-I | Submitted vide Distribution True-up petition for 2nd control Period as Annexure-I
575 | C10-Electrificatin of Thimmajipally Tan | MAHABOOBNAGAR | 20.05.2011 | 0.0094065 | Submitted vide Distribution True-up petition for 2nd control Period as Annexure-I | Submitted vide Distribution True-up petition for 2nd control Period as Annexure-I
576 | C10-Electrificatin of Muchoniguda Tanda | MAHABOOBNAGAR | 20.05.2011 | 0.0090043 | Submitted vide Distribution True-up petition for 2nd control Period as Annexure-I | Submitted vide Distribution True-up petition for 2nd control Period as Annexure-I
577 | C10-E/sto 1No25KVADTR SS-3 Chennampally | MAHABOOBNAGAR | 07.06.2012 | 0.013017 | Submitted vide Distribution True-up petition for 2nd control Period as Annexure-I | Submitted vide Distribution True-up petition for 2nd control Period as Annexure-I
578 | C10-E/sto 1No.25KVADTR SS-6 Pullagiri i | MAHABOOBNAGAR | 07.06.2012 | 0.010896 | Submitted vide Distribution True-up petition for 2nd control Period as Annexure-I | Submitted vide Distribution True-up petition for 2nd control Period as Annexure-I
579 | C10-E/sto 2x25KVADTR SS-5 Pullagiri in | MAHABOOBNAGAR | 07.06.2012 | 0.018609 | Submitted vide Distribution True-up petition for 2nd control Period as Annexure-I | Submitted vide Distribution True-up petition for 2nd control Period as Annexure-I
580 | C10-Enhancmnt of 63KVA to 100 DTR at Po | MAHABOOBNAGAR | 07.06.2012 | 0.013259 | Submitted vide Distribution True-up petition for 2nd control Period as Annexure-I | Submitted vide Distribution True-up petition for 2nd control Period as Annexure-I
581 | C10-Erection of 25KVA Add,DTR on existi | MAHABOOBNAGAR | 07.06.2012 | 0.011154 | Submitted vide Distribution True-up petition for 2nd control Period as Annexure-I | Submitted vide Distribution True-up petition for 2nd control Period as Annexure-I
582 | C10-E/S to 5x40w Street lights for elec | MAHABOOBNAGAR | 31.12.2011 | 0.010861 | Submitted vide Distribution True-up petition for 2nd control Period as Annexure-I | Submitted vide Distribution True-up petition for 2nd control Period as Annexure-I
583 | C10-E/s to 5x40W St Lts for electrifica | MAHABOOBNAGAR | 09.01.2012 | 0.0077002 | Submitted vide Distribution True-up petition for 2nd control Period as Annexure-I | Submitted vide Distribution True-up petition for 2nd control Period as Annexure-I
584 | C10-E/S to 5x40w Street lights for elec | MAHABOOBNAGAR | 29.12.2011 | 0.015074 | Submitted vide Distribution True-up petition for 2nd control Period as Annexure-I | Submitted vide Distribution True-up petition for 2nd control Period as Annexure-I
585 | C10-E/S to 5x40w Street lights for elec | MAHABOOBNAGAR | 09.01.2012 | 0.0090592 | Submitted vide Distribution True-up petition for 2nd control Period as Annexure-I | Submitted vide Distribution True-up petition for 2nd control Period as Annexure-I
586 | C10-E/S to 5x40w Street lights for elec | MAHABOOBNAGAR | 10.02.2012 | 0.011065 | Submitted vide Distribution True-up petition for 2nd control Period as Annexure-I | Submitted vide Distribution True-up petition for 2nd control Period as Annexure-I
587 | C10-Erection of 100KVA Add,DTR on SS-II | MAHABOOBNAGAR | 07.06.2012 | 0.018626 | Submitted vide Distribution True-up petition for 2nd control Period as Annexure-I | Submitted vide Distribution True-up petition for 2nd control Period as Annexure-I
588 | C10-Electrification of SC colony at Ra | MAHABOOBNAGAR | 06.08.2011 | 0.0063437 | Submitted vide Distribution True-up petition for 2nd control Period as Annexure-I | Submitted vide Distribution True-up petition for 2nd control Period as Annexure-I
589 | C10-Electrification of WS colony Tunki | MAHABOOBNAGAR | 06.08.2011 | 0.01068 | Submitted vide Distribution True-up petition for 2nd control Period as Annexure-I | Submitted vide Distribution True-up petition for 2nd control Period as Annexure-I
590 | C10-Electrification of WS colony at Ha | MAHABOOBNAGAR | 06.08.2011 | 0.0081441 | Submitted vide Distribution True-up petition for 2nd control Period as Annexure-I | Submitted vide Distribution True-up petition for 2nd control Period as Annexure-I
591 | C10-Electrification of SC colony Thimm | MAHABOOBNAGAR | 06.08.2011 | 0.0069749 | Submitted vide Distribution True-up petition for 2nd control Period as Annexure-I | Submitted vide Distribution True-up petition for 2nd control Period as Annexure-I
592 | C10-Electrification of SC,BC colony at | MAHABOOBNAGAR | 06.08.2011 | 0.0070761 | Submitted vide Distribution True-up petition for 2nd control Period as Annexure-I | Submitted vide Distribution True-up petition for 2nd control Period as Annexure-I
593 | C10-Electrification of WS colony at El | MAHABOOBNAGAR | 06.08.2011 | 0.0083273 | Submitted vide Distribution True-up petition for 2nd control Period as Annexure-I | Submitted vide Distribution True-up petition for 2nd control Period as Annexure-I
594 | C10-Electrification of WS colony Bhatt | MAHABOOBNAGAR | 07.08.2011 | 0.0049327 | Submitted vide Distribution True-up petition for 2nd control Period as Annexure-I | Submitted vide Distribution True-up petition for 2nd control Period as Annexure-I
595 | C10-Electrification of WS colony at Ip | MAHABOOBNAGAR | 07.08.2011 | 0.0047324 | Submitted vide Distribution True-up petition for 2nd control Period as Annexure-I | Submitted vide Distribution True-up petition for 2nd control Period as Annexure-I
596 | C10-Electrification of WS colony at Ka | MAHABOOBNAGAR | 07.08.2011 | 0.0043544 | Submitted vide Distribution True-up petition for 2nd control Period as Annexure-I | Submitted vide Distribution True-up petition for 2nd control Period as Annexure-I
597 | C10-21/08-09/DE/100KVA DTR on SS-21 at | MAHABOOBNAGAR | 07.06.2012 | 0.017326 | Submitted vide Distribution True-up petition for 2nd control Period as Annexure-I | Submitted vide Distribution True-up petition for 2nd control Period as Annexure-I
598 | C10-E/sto 1No25KVADTR SS-16 Chowderpall | MAHABOOBNAGAR | 07.06.2012 | 0.012135 | Submitted vide Distribution True-up petition for 2nd control Period as Annexure-I | Submitted vide Distribution True-up petition for 2nd control Period as Annexure-I
599 | C10-E/sto 1No.100KVADTR SS-12 Ullampall | MAHABOOBNAGAR | 07.06.2012 | 0.018311 | Submitted vide Distribution True-up petition for 2nd control Period as Annexure-I | Submitted vide Distribution True-up petition for 2nd control Period as Annexure-I
600 | C10-E/sto 1No100KVADTR SS-8 Rangapur in | MAHABOOBNAGAR | 07.06.2012 | 0.014034 | Submitted vide Distribution True-up petition for 2nd control Period as Annexure-I | Submitted vide Distribution True-up petition for 2nd control Period as Annexure-I
601 | C10-E/sto 1No100KVADTR SS-XV at Rangapu | MAHABOOBNAGAR | 07.06.2012 | 0.020823 | Submitted vide Distribution True-up petition for 2nd control Period as Annexure-I | Submitted vide Distribution True-up petition for 2nd control Period as Annexure-I
602 | C10-166/08-09/DE/100KVA on 100KVA SS-2 | MAHABOOBNAGAR | 07.06.2012 | 0.016891 | Submitted vide Distribution True-up petition for 2nd control Period as Annexure-I | Submitted vide Distribution True-up petition for 2nd control Period as Annexure-I
603 | C10-E/sto 1No100KVADTR SS-I Bawajipally | MAHABOOBNAGAR | 07.06.2012 | 0.021456 | Submitted vide Distribution True-up petition for 2nd control Period as Annexure-I | Submitted vide Distribution True-up petition for 2nd control Period as Annexure-I
604 | C10-E/s to 1No 25 KVADTR at Raipally in | MAHABOOBNAGAR | 07.06.2012 | 0.0099467 | Submitted vide Distribution True-up petition for 2nd control Period as Annexure-I | Submitted vide Distribution True-up petition for 2nd control Period as Annexure-I
605 | C10-Erection of 25KVA Add,DTR on existi | MAHABOOBNAGAR | 07.06.2012 | 0.010529 | Submitted vide Distribution True-up petition for 2nd control Period as Annexure-I | Submitted vide Distribution True-up petition for 2nd control Period as Annexure-I
606 | C10-Erection of 25KVA Add,DTR on existi | MAHABOOBNAGAR | 07.06.2012 | 0.013506 | Submitted vide Distribution True-up petition for 2nd control Period as Annexure-I | Submitted vide Distribution True-up petition for 2nd control Period as Annexure-I
607 | C10-E/s to 1No 25 KVADTR SS-3 at Veldan | MAHABOOBNAGAR | 07.06.2012 | 0.0062335 | Submitted vide Distribution True-up petition for 2nd control Period as Annexure-I | Submitted vide Distribution True-up petition for 2nd control Period as Annexure-I
608 | C10-E/sto 1No100KVADTR SS-X Machinonipa | MAHABOOBNAGAR | 07.06.2012 | 0.018355 | Submitted vide Distribution True-up petition for 2nd control Period as Annexure-I | Submitted vide Distribution True-up petition for 2nd control Period as Annexure-I
609 | C10-E/sto 1No25KVADTR SS-6 kishanagar i | MAHABOOBNAGAR | 07.06.2012 | 0.0084277 | Submitted vide Distribution True-up petition for 2nd control Period as Annexure-I | Submitted vide Distribution True-up petition for 2nd control Period as Annexure-I
610 | C10-78/8-9/DE/25KVA DTR on 63KVA SS-1 a | MAHABOOBNAGAR | 07.06.2012 | 0.0067964 | Submitted vide Distribution True-up petition for 2nd control Period as Annexure-I | Submitted vide Distribution True-up petition for 2nd control Period as Annexure-I
611 | C10-E/s to 1No100KVADTR SS-3 Madhurapur | MAHABOOBNAGAR | 07.06.2012 | 0.020686 | Submitted vide Distribution True-up petition for 2nd control Period as Annexure-I | Submitted vide Distribution True-up petition for 2nd control Period as Annexure-I
612 | C10-E/sto 1No25KVADTR SS-X Chegunta in | MAHABOOBNAGAR | 07.06.2012 | 0.013369 | Submitted vide Distribution True-up petition for 2nd control Period as Annexure-I | Submitted vide Distribution True-up petition for 2nd control Period as Annexure-I
613 | C10-Erection of 25KVA Add,DTR on existi | MAHABOOBNAGAR | 07.06.2012 | 0.010954 | Submitted vide Distribution True-up petition for 2nd control Period as Annexure-I | Submitted vide Distribution True-up petition for 2nd control Period as Annexure-I
614 | C10-E/sto 1No100KVADTR SS-2 RC Thanda i | MAHABOOBNAGAR | 07.06.2012 | 0.016195 | Submitted vide Distribution True-up petition for 2nd control Period as Annexure-I | Submitted vide Distribution True-up petition for 2nd control Period as Annexure-I
615 | C10-Replacmnt of 11KV CTs 33/11KVSS Pol | MAHABOOBNAGAR | 07.06.2012 | 0.0048746 | Submitted vide Distribution True-up petition for 2nd control Period as Annexure-I | Submitted vide Distribution True-up petition for 2nd control Period as Annexure-I
616 | C10-Er of 1x100 KVA DTR SS-16 at Akuth | MAHABOOBNAGAR | 07.06.2012 | 0.015055 | Submitted vide Distribution True-up petition for 2nd control Period as Annexure-I | Submitted vide Distribution True-up petition for 2nd control Period as Annexure-I
617 | C10-E/sto 1No25KVADTR SS-7 Tatikonda in | MAHABOOBNAGAR | 07.06.2012 | 0.0065081 | Submitted vide Distribution True-up petition for 2nd control Period as Annexure-I | Submitted vide Distribution True-up petition for 2nd control Period as Annexure-I
618 | C10-Erection of 25KVA Add,DTR on existi | MAHABOOBNAGAR | 07.06.2012 | 0.01003 | Submitted vide Distribution True-up petition for 2nd control Period as Annexure-I | Submitted vide Distribution True-up petition for 2nd control Period as Annexure-I
619 | C10-E/sto1No100KVADTR Badepally in Jad | MAHABOOBNAGAR | 07.06.2012 | 0.020629 | Submitted vide Distribution True-up petition for 2nd control Period as Annexure-I | Submitted vide Distribution True-up petition for 2nd control Period as Annexure-I
620 | C10-Electrificatin of SCcolony at Ellik | MAHABOOBNAGAR | 16.01.2012 | 0.012382 | Submitted vide Distribution True-up petition for 2nd control Period as Annexure-I | Submitted vide Distribution True-up petition for 2nd control Period as Annexure-I
621 | C10-E/sto 1No25KVADTR at Chinna Adirala | MAHABOOBNAGAR | 07.06.2012 | 0.0078386 | Submitted vide Distribution True-up petition for 2nd control Period as Annexure-I | Submitted vide Distribution True-up petition for 2nd control Period as Annexure-I
622 | C10-E/sto1No100KVADTR SS-V Badepally in | MAHABOOBNAGAR | 07.06.2012 | 0.020303 | Submitted vide Distribution True-up petition for 2nd control Period as Annexure-I | Submitted vide Distribution True-up petition for 2nd control Period as Annexure-I
623 | C10-E/s to100 KVA DTR SS-1 at Badepally | MAHABOOBNAGAR | 07.06.2012 | 0.0053635 | Submitted vide Distribution True-up petition for 2nd control Period as Annexure-I | Submitted vide Distribution True-up petition for 2nd control Period as Annexure-I
624 | C10-E/sto 1No100KVADTR SS-29 Sirsangand | MAHABOOBNAGAR | 07.06.2012 | 0.018887 | Submitted vide Distribution True-up petition for 2nd control Period as Annexure-I | Submitted vide Distribution True-up petition for 2nd control Period as Annexure-I
625 | C10-Erection of 25KVA Add,DTR on existi | MAHABOOBNAGAR | 07.06.2012 | 0.0082797 | Submitted vide Distribution True-up petition for 2nd control Period as Annexure-I | Submitted vide Distribution True-up petition for 2nd control Period as Annexure-I
626 | C10-Erection of 2x25 kva dtr at thimmai | MAHABOOBNAGAR | 07.06.2012 | 0.0074272 | Submitted vide Distribution True-up petition for 2nd control Period as Annexure-I | Submitted vide Distribution True-up petition for 2nd control Period as Annexure-I
627 | C10-Erection of 25KVA Add,DTR on SS-X a | MAHABOOBNAGAR | 07.06.2012 | 0.015323 | Submitted vide Distribution True-up petition for 2nd control Period as Annexure-I | Submitted vide Distribution True-up petition for 2nd control Period as Annexure-I
628 | C10-E/sto 1No100KVADTR SS-31 Bagathsing | MAHABOOBNAGAR | 07.06.2012 | 0.019594 | Submitted vide Distribution True-up petition for 2nd control Period as Annexure-I | Submitted vide Distribution True-up petition for 2nd control Period as Annexure-I
629 | C10-Erection of 2x25KVA Add,DTR on exis | MAHABOOBNAGAR | 07.06.2012 | 0.018415 | Submitted vide Distribution True-up petition for 2nd control Period as Annexure-I | Submitted vide Distribution True-up petition for 2nd control Period as Annexure-I
630 | C10-588/8-9/DE/100KVAon100KVA SS-2at Th | MAHABOOBNAGAR | 07.06.2012 | 0.018807 | Submitted vide Distribution True-up petition for 2nd control Period as Annexure-I | Submitted vide Distribution True-up petition for 2nd control Period as Annexure-I
631 | C10-E/sto 1No25ADTR SS-8 Pothireddypall | MAHABOOBNAGAR | 07.06.2012 | 0.01578 | Submitted vide Distribution True-up petition for 2nd control Period as Annexure-I | Submitted vide Distribution True-up petition for 2nd control Period as Annexure-I
632 | C10-E/s to Repl of 33 KV 110 V PT for M | MAHABOOBNAGAR | 07.06.2012 | 0.005741 | Submitted vide Distribution True-up petition for 2nd control Period as Annexure-I | Submitted vide Distribution True-up petition for 2nd control Period as Annexure-I
633 | C10-Electrification of SC colony at Pa | MAHABOOBNAGAR | 07.08.2011 | 0.0059746 | Submitted vide Distribution True-up petition for 2nd control Period as Annexure-I | Submitted vide Distribution True-up petition for 2nd control Period as Annexure-I
634 | C10-E/sto 1No 100KVADTR SS-4 at Gajara | MAHABOOBNAGAR | 07.06.2012 | 0.01989 | Submitted vide Distribution True-up petition for 2nd control Period as Annexure-I | Submitted vide Distribution True-up petition for 2nd control Period as Annexure-I
635 | C10-E/sto1No25KVA DTR SS-7 Chinna Adira | MAHABOOBNAGAR | 07.06.2012 | 0.015344 | Submitted vide Distribution True-up petition for 2nd control Period as Annexure-I | Submitted vide Distribution True-up petition for 2nd control Period as Annexure-I
636 | C10-E/s to 3x25S╪KVA DTR Badepally fede | MAHABOOBNAGAR | 07.06.2012 | 0.00052139 | Submitted vide Distribution True-up petition for 2nd control Period as Annexure-I | Submitted vide Distribution True-up petition for 2nd control Period as Annexure-I
637 | C10-Ereof1No100KVADTR SS-I at Dooskal i | MAHABOOBNAGAR | 18.04.2011 | 0.0012069 | Submitted vide Distribution True-up petition for 2nd control Period as Annexure-I | Submitted vide Distribution True-up petition for 2nd control Period as Annexure-I
638 | C10-Erection of 1x25KVA Add,DTR on exis | MAHABOOBNAGAR | 07.06.2012 | 0.011094 | Submitted vide Distribution True-up petition for 2nd control Period as Annexure-I | Submitted vide Distribution True-up petition for 2nd control Period as Annexure-I
639 | C10-Erection of 25KVA Add,DTR on existi | MAHABOOBNAGAR | 07.06.2012 | 0.014341 | Submitted vide Distribution True-up petition for 2nd control Period as Annexure-I | Submitted vide Distribution True-up petition for 2nd control Period as Annexure-I
640 | C10-E/S to 5x40w Street lights for elec | MAHABOOBNAGAR | 04.06.2011 | 0.007941 | Submitted vide Distribution True-up petition for 2nd control Period as Annexure-I | Submitted vide Distribution True-up petition for 2nd control Period as Annexure-I
641 | C10-E/sto 1No100KVADTR SS-I at Dondlapa | MAHABOOBNAGAR | 07.06.2012 | 0.019421 | Submitted vide Distribution True-up petition for 2nd control Period as Annexure-I | Submitted vide Distribution True-up petition for 2nd control Period as Annexure-I
642 | C10-Erection of 25KVA Add,DTR on existi | MAHABOOBNAGAR | 07.06.2012 | 0.012718 | Submitted vide Distribution True-up petition for 2nd control Period as Annexure-I | Submitted vide Distribution True-up petition for 2nd control Period as Annexure-I
643 | C10-E/sto 1No25KVADTR SS-6 Chhinnareval | MAHABOOBNAGAR | 07.06.2012 | 0.0069143 | Submitted vide Distribution True-up petition for 2nd control Period as Annexure-I | Submitted vide Distribution True-up petition for 2nd control Period as Annexure-I
644 | C10-E/sto 1No25KVADTR SS-7 Peddarevally | MAHABOOBNAGAR | 07.06.2012 | 0.0068729 | Submitted vide Distribution True-up petition for 2nd control Period as Annexure-I | Submitted vide Distribution True-up petition for 2nd control Period as Annexure-I
645 | C10-Erection of 25KVA Add,DTR on SS-IV | MAHABOOBNAGAR | 07.06.2012 | 0.013782 | Submitted vide Distribution True-up petition for 2nd control Period as Annexure-I | Submitted vide Distribution True-up petition for 2nd control Period as Annexure-I
646 | C10-Erection of 25KVA Add,DTR on existi | MAHABOOBNAGAR | 07.06.2012 | 0.010258 | Submitted vide Distribution True-up petition for 2nd control Period as Annexure-I | Submitted vide Distribution True-up petition for 2nd control Period as Annexure-I
647 | C10-Erection of 25KVA Add,DTR on existi | MAHABOOBNAGAR | 07.06.2012 | 0.020546 | Submitted vide Distribution True-up petition for 2nd control Period as Annexure-I | Submitted vide Distribution True-up petition for 2nd control Period as Annexure-I
648 | C10-144/8-9/DE/100KVA DTRon100 SS-1at S | MAHABOOBNAGAR | 07.06.2012 | 0.01436 | Submitted vide Distribution True-up petition for 2nd control Period as Annexure-I | Submitted vide Distribution True-up petition for 2nd control Period as Annexure-I
649 | C10-25KVA addl DTR at Nainonipally-VIII | MAHABOOBNAGAR | 07.06.2012 | 0.0097741 | Submitted vide Distribution True-up petition for 2nd control Period as Annexure-I | Submitted vide Distribution True-up petition for 2nd control Period as Annexure-I
650 | C10-Erection of 25KVA Add,DTR on existi | MAHABOOBNAGAR | 07.06.2012 | 0.019786 | Submitted vide Distribution True-up petition for 2nd control Period as Annexure-I | Submitted vide Distribution True-up petition for 2nd control Period as Annexure-I
651 | C10-E/S to 5x40w Street lights for elec | MAHABOOBNAGAR | 29.04.2011 | 0.0077911 | Submitted vide Distribution True-up petition for 2nd control Period as Annexure-I | Submitted vide Distribution True-up petition for 2nd control Period as Annexure-I
652 | C10-E/sto 2x25KVADTR SS-XI Rachalapally | MAHABOOBNAGAR | 07.06.2012 | 0.017402 | Submitted vide Distribution True-up petition for 2nd control Period as Annexure-I | Submitted vide Distribution True-up petition for 2nd control Period as Annexure-I
653 | C10-E/S to 5x40w Street lights for elec | MAHABOOBNAGAR | 09.01.2012 | 0.012499 | Submitted vide Distribution True-up petition for 2nd control Period as Annexure-I | Submitted vide Distribution True-up petition for 2nd control Period as Annexure-I
654 | C10-E/S to 5x40w Street lights for elec | MAHABOOBNAGAR | 09.01.2012 | 0.0089094 | Submitted vide Distribution True-up petition for 2nd control Period as Annexure-I | Submitted vide Distribution True-up petition for 2nd control Period as Annexure-I
655 | C10-E/S to 5x40w Street lights for elec | MAHABOOBNAGAR | 31.12.2011 | 0.014864 | Submitted vide Distribution True-up petition for 2nd control Period as Annexure-I | Submitted vide Distribution True-up petition for 2nd control Period as Annexure-I
656 | C10-E/S to 5x40w Street lights for elec | MAHABOOBNAGAR | 07.06.2011 | 0.0094722 | Submitted vide Distribution True-up petition for 2nd control Period as Annexure-I | Submitted vide Distribution True-up petition for 2nd control Period as Annexure-I
657 | C10-erection of 1No 63KVA addl DTR on S | MAHABOOBNAGAR | 07.06.2012 | 0.0016432 | Submitted vide Distribution True-up petition for 2nd control Period as Annexure-I | Submitted vide Distribution True-up petition for 2nd control Period as Annexure-I
658 | C10-erection of 1No 100KVA addl DTR on | MAHABOOBNAGAR | 07.06.2012 | 0.0010413 | Submitted vide Distribution True-up petition for 2nd control Period as Annexure-I | Submitted vide Distribution True-up petition for 2nd control Period as Annexure-I
659 | C10-E/sto 1No100KVADTR SS-I at Venkaipa | MAHABOOBNAGAR | 07.06.2012 | 0.020889 | Submitted vide Distribution True-up petition for 2nd control Period as Annexure-I | Submitted vide Distribution True-up petition for 2nd control Period as Annexure-I
660 | C10-Electrification of WS colony Janam | MAHABOOBNAGAR | 05.08.2011 | 0.011257 | Submitted vide Distribution True-up petition for 2nd control Period as Annexure-I | Submitted vide Distribution True-up petition for 2nd control Period as Annexure-I
661 | C10-E/s to 5x40W St. Lts. for electrifi | MAHABOOBNAGAR | 18.04.2011 | 0.016403 | Submitted vide Distribution True-up petition for 2nd control Period as Annexure-I | Submitted vide Distribution True-up petition for 2nd control Period as Annexure-I
662 | C10-E/S to 5x40w Street lights for elec | MAHABOOBNAGAR | 17.05.2011 | 0.010507 | Submitted vide Distribution True-up petition for 2nd control Period as Annexure-I | Submitted vide Distribution True-up petition for 2nd control Period as Annexure-I
663 | C10-E/s to 1No 15 KVADTR at RC Tanda i | MAHABOOBNAGAR | 07.06.2012 | 0.0037977 | Submitted vide Distribution True-up petition for 2nd control Period as Annexure-I | Submitted vide Distribution True-up petition for 2nd control Period as Annexure-I
664 | C10-Erection of 25KVA Add,DTR on existi | MAHABOOBNAGAR | 07.06.2012 | 0.012275 | Submitted vide Distribution True-up petition for 2nd control Period as Annexure-I | Submitted vide Distribution True-up petition for 2nd control Period as Annexure-I
665 | C10-E/S to 5x40w Street lights for elec | MAHABOOBNAGAR | 23.06.2011 | 0.013357 | Submitted vide Distribution True-up petition for 2nd control Period as Annexure-I | Submitted vide Distribution True-up petition for 2nd control Period as Annexure-I
666 | C10-Replacement of 2.0Km S-╪ 2W/L to S- | MAHABOOBNAGAR | 25.06.2016 | 0.0096488 | Submitted vide Distribution True-up petition for 2nd control Period as Annexure-I | Submitted vide Distribution True-up petition for 2nd control Period as Annexure-I
667 | C10-E/sto 1No 25 KVADTR on SS-X at Elki | MAHABOOBNAGAR | 07.06.2012 | 0.015539 | Submitted vide Distribution True-up petition for 2nd control Period as Annexure-I | Submitted vide Distribution True-up petition for 2nd control Period as Annexure-I
668 | C10-E/s to 1No100 KVADTR SS-36 at Kalwa | MAHABOOBNAGAR | 07.06.2012 | 0.019357 | Submitted vide Distribution True-up petition for 2nd control Period as Annexure-I | Submitted vide Distribution True-up petition for 2nd control Period as Annexure-I
669 | C10-Erection of 100KVA Add,DTR on exist | MAHABOOBNAGAR | 07.06.2012 | 0.0053858 | Submitted vide Distribution True-up petition for 2nd control Period as Annexure-I | Submitted vide Distribution True-up petition for 2nd control Period as Annexure-I
670 | C10-Erection of 25KVA Add,DTR on existi | MAHABOOBNAGAR | 07.06.2012 | 0.013857 | Submitted vide Distribution True-up petition for 2nd control Period as Annexure-I | Submitted vide Distribution True-up petition for 2nd control Period as Annexure-I
671 | C10-E/s for shifting of S╪ meteravailab | MAHABOOBNAGAR | 07.06.2012 | 0.0051832 | Submitted vide Distribution True-up petition for 2nd control Period as Annexure-I | Submitted vide Distribution True-up petition for 2nd control Period as Annexure-I
672 | C10-E/s for shifting of S╪ meteravailab | MAHABOOBNAGAR | 07.06.2012 | 0.0051832 | Submitted vide Distribution True-up petition for 2nd control Period as Annexure-I | Submitted vide Distribution True-up petition for 2nd control Period as Annexure-I
673 | C10-239/8-9DE/100KVA on 100KVA SS-8 at | MAHABOOBNAGAR | 07.06.2012 | 0.017371 | Submitted vide Distribution True-up petition for 2nd control Period as Annexure-I | Submitted vide Distribution True-up petition for 2nd control Period as Annexure-I
674 | C10-E/sfor 1No 33 KV 800A AB switch at | MAHABOOBNAGAR | 07.06.2012 | 0.0033926 | Submitted vide Distribution True-up petition for 2nd control Period as Annexure-I | Submitted vide Distribution True-up petition for 2nd control Period as Annexure-I
675 | C10-Prov. of 8 Nos 400 A AB Switch & 5 | MAHABOOBNAGAR | 07.06.2012 | 0.0031724 | Submitted vide Distribution True-up petition for 2nd control Period as Annexure-I | Submitted vide Distribution True-up petition for 2nd control Period as Annexure-I
676 | C10-Erection of 100KVA DTR at Sajanapur | MAHABOOBNAGAR | 07.06.2012 | 0.01609 | Submitted vide Distribution True-up petition for 2nd control Period as Annexure-I | Submitted vide Distribution True-up petition for 2nd control Period as Annexure-I
677 | C10-E/S to 4Nos 5HP Agl, loads under at | MAHABOOBNAGAR | 07.01.2012 | 0.0034463 | Submitted vide Distribution True-up petition for 2nd control Period as Annexure-I | Submitted vide Distribution True-up petition for 2nd control Period as Annexure-I
678 | C10-er3x10 KVA S╪ Addl.DTRSS-30 at Shad | MAHABOOBNAGAR | 07.06.2012 | 0.006178 | Submitted vide Distribution True-up petition for 2nd control Period as Annexure-I | Submitted vide Distribution True-up petition for 2nd control Period as Annexure-I
679 | C10-er3x10 KVA S╪ Addl.DTRSS-5 at Gantl | MAHABOOBNAGAR | 07.06.2012 | 0.006178 | Submitted vide Distribution True-up petition for 2nd control Period as Annexure-I | Submitted vide Distribution True-up petition for 2nd control Period as Annexure-I
680 | C10-er1x63 KVA 3╪ Addl.DTRSS-7 at Velje | MAHABOOBNAGAR | 07.06.2012 | 0.0086335 | Submitted vide Distribution True-up petition for 2nd control Period as Annexure-I | Submitted vide Distribution True-up petition for 2nd control Period as Annexure-I
681 | C10-er1x63 KVA 3╪ Addl.DTRSS-15 at Velj | MAHABOOBNAGAR | 07.06.2012 | 0.0086335 | Submitted vide Distribution True-up petition for 2nd control Period as Annexure-I | Submitted vide Distribution True-up petition for 2nd control Period as Annexure-I
682 | C10-er1x63 KVA 3╪ Addl.DTRSS-1 at Doosk | MAHABOOBNAGAR | 07.06.2012 | 0.0093489 | Submitted vide Distribution True-up petition for 2nd control Period as Annexure-I | Submitted vide Distribution True-up petition for 2nd control Period as Annexure-I
683 | C10-er3x10 KVA 3╪ Addl.DTRSS-10 at Kish | MAHABOOBNAGAR | 07.06.2012 | 0.0054341 | Submitted vide Distribution True-up petition for 2nd control Period as Annexure-I | Submitted vide Distribution True-up petition for 2nd control Period as Annexure-I
684 | C10-er1x63 KVA 3╪ Addl.DTRSS-VI at Dont | MAHABOOBNAGAR | 07.06.2012 | 0.0086335 | Submitted vide Distribution True-up petition for 2nd control Period as Annexure-I | Submitted vide Distribution True-up petition for 2nd control Period as Annexure-I
685 | C10-Er of 1x25 KVA Addl.DTR on SS-II at | MAHABOOBNAGAR | 07.06.2012 | 0.0089423 | Submitted vide Distribution True-up petition for 2nd control Period as Annexure-I | Submitted vide Distribution True-up petition for 2nd control Period as Annexure-I
686 | C10-Er of 1x25 KVA Addl.DTR on SS-VIII, | MAHABOOBNAGAR | 07.06.2012 | 0.0082492 | Submitted vide Distribution True-up petition for 2nd control Period as Annexure-I | Submitted vide Distribution True-up petition for 2nd control Period as Annexure-I
687 | C10-E/s o1no 5HP Agload Gudiganpally i | MAHABOOBNAGAR | 28.04.2011 | 0.0012611 | Submitted vide Distribution True-up petition for 2nd control Period as Annexure-I | Submitted vide Distribution True-up petition for 2nd control Period as Annexure-I
688 | C10-570/8-9/DE/100KVAon100KVA SS-2at ,R | MAHABOOBNAGAR | 07.06.2012 | 0.015949 | Submitted vide Distribution True-up petition for 2nd control Period as Annexure-I | Submitted vide Distribution True-up petition for 2nd control Period as Annexure-I
689 | C10-E/sto 1No100KVADTR at Eerlapally in | MAHABOOBNAGAR | 07.06.2012 | 0.016501 | Submitted vide Distribution True-up petition for 2nd control Period as Annexure-I | Submitted vide Distribution True-up petition for 2nd control Period as Annexure-I
690 | C10-Enhancement of 63KVA to 100KVA DTR | MAHABOOBNAGAR | 27.11.2012 | 0.014261 | Submitted vide Distribution True-up petition for 2nd control Period as Annexure-I | Submitted vide Distribution True-up petition for 2nd control Period as Annexure-I
691 | C10-E/sto 1No100KVADTR SS-3 at Marchala | MAHABOOBNAGAR | 07.06.2012 | 0.01806 | Submitted vide Distribution True-up petition for 2nd control Period as Annexure-I | Submitted vide Distribution True-up petition for 2nd control Period as Annexure-I
692 | C10-E/sto 1No100KVADTR SS-7 Tharnikal i | MAHABOOBNAGAR | 07.06.2012 | 0.020269 | Submitted vide Distribution True-up petition for 2nd control Period as Annexure-I | Submitted vide Distribution True-up petition for 2nd control Period as Annexure-I
693 | C10-Erection of 2x25KVA Distribution tr | MAHABOOBNAGAR | 07.06.2012 | 0.0042699 | Submitted vide Distribution True-up petition for 2nd control Period as Annexure-I | Submitted vide Distribution True-up petition for 2nd control Period as Annexure-I
694 | C10-Erection of 2x25KVA Distribution tr | MAHABOOBNAGAR | 26.08.2011 | 0.0029269 | Submitted vide Distribution True-up petition for 2nd control Period as Annexure-I | Submitted vide Distribution True-up petition for 2nd control Period as Annexure-I
695 | C10-Erection of 1x100KVA Distribution t | MAHABOOBNAGAR | 26.08.2011 | 0.0018197 | Submitted vide Distribution True-up petition for 2nd control Period as Annexure-I | Submitted vide Distribution True-up petition for 2nd control Period as Annexure-I
696 | C10-Erection of 2x25KVA Distribution tr | MAHABOOBNAGAR | 26.08.2011 | 0.0022684 | Submitted vide Distribution True-up petition for 2nd control Period as Annexure-I | Submitted vide Distribution True-up petition for 2nd control Period as Annexure-I
697 | C10-E/s to 1No.100 KVADTR on SS-1at Don | MAHABOOBNAGAR | 07.06.2012 | 0.017593 | Submitted vide Distribution True-up petition for 2nd control Period as Annexure-I | Submitted vide Distribution True-up petition for 2nd control Period as Annexure-I
698 | C10-574/8-9/DE/100KVAon100KVA SS-3at Ul | MAHABOOBNAGAR | 07.06.2012 | 0.015455 | Submitted vide Distribution True-up petition for 2nd control Period as Annexure-I | Submitted vide Distribution True-up petition for 2nd control Period as Annexure-I
699 | C10-357/8-9/DE/100KVA on100KVASS-4at AR | MAHABOOBNAGAR | 07.06.2012 | 0.017773 | Submitted vide Distribution True-up petition for 2nd control Period as Annexure-I | Submitted vide Distribution True-up petition for 2nd control Period as Annexure-I
700 | C10-E/s to 1No 100 KVADTR on SS-16 ae V | MAHABOOBNAGAR | 07.06.2012 | 0.017568 | Submitted vide Distribution True-up petition for 2nd control Period as Annexure-I | Submitted vide Distribution True-up petition for 2nd control Period as Annexure-I
701 | C10-Er of 2x15KVA S╪Addl.DTR on SS-XII | MAHABOOBNAGAR | 07.06.2012 | 0.01168 | Submitted vide Distribution True-up petition for 2nd control Period as Annexure-I | Submitted vide Distribution True-up petition for 2nd control Period as Annexure-I
702 | C10-Ext of suply for elecetrification o | MAHABOOBNAGAR | 23.05.2011 | 0.0014302 | Submitted vide Distribution True-up petition for 2nd control Period as Annexure-I | Submitted vide Distribution True-up petition for 2nd control Period as Annexure-I
703 | C10-Erection of 63KVA Add,DTR on existi | MAHABOOBNAGAR | 07.06.2012 | 0.015112 | Submitted vide Distribution True-up petition for 2nd control Period as Annexure-I | Submitted vide Distribution True-up petition for 2nd control Period as Annexure-I
704 | C10-E/S to 5x40W St. lts for elec of co | MAHABOOBNAGAR | 12.09.2011 | 0.010485 | Submitted vide Distribution True-up petition for 2nd control Period as Annexure-I | Submitted vide Distribution True-up petition for 2nd control Period as Annexure-I
705 | C10-E/S to 5x40W St. lts for elec of co | MAHABOOBNAGAR | 12.09.2011 | 0.0093503 | Submitted vide Distribution True-up petition for 2nd control Period as Annexure-I | Submitted vide Distribution True-up petition for 2nd control Period as Annexure-I
706 | C10-E/S to 5x40W St. lts for elec of co | MAHABOOBNAGAR | 13.09.2011 | 0.01198 | Submitted vide Distribution True-up petition for 2nd control Period as Annexure-I | Submitted vide Distribution True-up petition for 2nd control Period as Annexure-I
707 | C10-232/09-10DE/shifting of 63kva SS-12 | MAHABOOBNAGAR | 07.06.2012 | 0.0081572 | Submitted vide Distribution True-up petition for 2nd control Period as Annexure-I | Submitted vide Distribution True-up petition for 2nd control Period as Annexure-I
708 | C10-E/s release of BPL Services connect | MAHABOOBNAGAR | 23.04.2011 | 0.0029425 | Submitted vide Distribution True-up petition for 2nd control Period as Annexure-I | Submitted vide Distribution True-up petition for 2nd control Period as Annexure-I
709 | C10-E/s toElectrificattion WS colo pito | MAHABOOBNAGAR | 18.04.2011 | 0.0079584 | Submitted vide Distribution True-up petition for 2nd control Period as Annexure-I | Submitted vide Distribution True-up petition for 2nd control Period as Annexure-I
710 | C10- E/s to 1No. 5HP AGL load at Veldan | MAHABOOBNAGAR | 15.12.2011 | 0.00081652 | Submitted vide Distribution True-up petition for 2nd control Period as Annexure-I | Submitted vide Distribution True-up petition for 2nd control Period as Annexure-I
711 | C10-E/sto 1No 100 KVADTR on SS-1 at Mak | MAHABOOBNAGAR | 07.06.2012 | 0.016933 | Submitted vide Distribution True-up petition for 2nd control Period as Annexure-I | Submitted vide Distribution True-up petition for 2nd control Period as Annexure-I
712 | C10-Extofsuply1No 25KVA 5Nos 25HP Agl s | MAHABOOBNAGAR | 29.04.2011 | 0.01635 | Submitted vide Distribution True-up petition for 2nd control Period as Annexure-I | Submitted vide Distribution True-up petition for 2nd control Period as Annexure-I
713 | C10-Enhancement of 63 to 100KVA DTR on | MAHABOOBNAGAR | 27.11.2012 | 0.014879 | Submitted vide Distribution True-up petition for 2nd control Period as Annexure-I | Submitted vide Distribution True-up petition for 2nd control Period as Annexure-I
714 | C10-Enhancmnt 63 KVA to 100 DTR SS-I at | MAHABOOBNAGAR | 07.06.2012 | 0.013089 | Submitted vide Distribution True-up petition for 2nd control Period as Annexure-I | Submitted vide Distribution True-up petition for 2nd control Period as Annexure-I
715 | C10-Erection of 1x25KVA Add,DTR on exis | MAHABOOBNAGAR | 07.06.2012 | 0.003817 | Submitted vide Distribution True-up petition for 2nd control Period as Annexure-I | Submitted vide Distribution True-up petition for 2nd control Period as Annexure-I
716 | C10-Erection of 100KVA Addl, DTR on Exi | MAHABOOBNAGAR | 07.06.2012 | 0.013811 | Submitted vide Distribution True-up petition for 2nd control Period as Annexure-I | Submitted vide Distribution True-up petition for 2nd control Period as Annexure-I
717 | C10-Erection of 2.0KM LT AB Cable on ex | MAHABOOBNAGAR | 04.05.2011 | 0.0085801 | Submitted vide Distribution True-up petition for 2nd control Period as Annexure-I | Submitted vide Distribution True-up petition for 2nd control Period as Annexure-I
718 | C10-Erection of 2.0KM LT AB Cable on ex | MAHABOOBNAGAR | 04.05.2011 | 0.0085801 | Submitted vide Distribution True-up petition for 2nd control Period as Annexure-I | Submitted vide Distribution True-up petition for 2nd control Period as Annexure-I
719 | C10-E/S to 5x40W St. lts for elec of co | MAHABOOBNAGAR | 13.09.2011 | 0.010275 | Submitted vide Distribution True-up petition for 2nd control Period as Annexure-I | Submitted vide Distribution True-up petition for 2nd control Period as Annexure-I
720 | C10- E/S to 5x40W St. lts for elec of c | MAHABOOBNAGAR | 13.09.2011 | 0.0096526 | Submitted vide Distribution True-up petition for 2nd control Period as Annexure-I | Submitted vide Distribution True-up petition for 2nd control Period as Annexure-I
721 | C10-ENCH OF 3X25 KVA DTR VITAYALA IN F. | MAHABOOBNAGAR | 07.06.2012 | 0.0051961 | Submitted vide Distribution True-up petition for 2nd control Period as Annexure-I | Submitted vide Distribution True-up petition for 2nd control Period as Annexure-I
722 | C10-E/s to electrificationof Velguralla | MAHABOOBNAGAR | 30.04.2011 | 0.0093177 | Submitted vide Distribution True-up petition for 2nd control Period as Annexure-I | Submitted vide Distribution True-up petition for 2nd control Period as Annexure-I
723 | C10-E/s to elecfn of P.G.Thanda H/o Mai | MAHABOOBNAGAR | 24.04.2011 | 0.0084116 | Submitted vide Distribution True-up petition for 2nd control Period as Annexure-I | Submitted vide Distribution True-up petition for 2nd control Period as Annexure-I
724 | C10-E/s to elecfn of C.Bavi Thanda H/o | MAHABOOBNAGAR | 24.04.2011 | 0.0097262 | Submitted vide Distribution True-up petition for 2nd control Period as Annexure-I | Submitted vide Distribution True-up petition for 2nd control Period as Annexure-I
725 | C10-E/s to elecfnof Kanugubaithanda H/o | MAHABOOBNAGAR | 24.04.2011 | 0.0096848 | Submitted vide Distribution True-up petition for 2nd control Period as Annexure-I | Submitted vide Distribution True-up petition for 2nd control Period as Annexure-I
726 | C10-E/s to electrification of Maisigand | MAHABOOBNAGAR | 01.05.2011 | 0.0069599 | Submitted vide Distribution True-up petition for 2nd control Period as Annexure-I | Submitted vide Distribution True-up petition for 2nd control Period as Annexure-I
727 | C10- /s to elecfn of Gaddamidithanda H/ | MAHABOOBNAGAR | 04.05.2011 | 0.0086011 | Submitted vide Distribution True-up petition for 2nd control Period as Annexure-I | Submitted vide Distribution True-up petition for 2nd control Period as Annexure-I
728 | C10-E/s to 1No 15DTR S╪ Anwarpally H/o | MAHABOOBNAGAR | 24.04.2011 | 0.0041356 | Submitted vide Distribution True-up petition for 2nd control Period as Annexure-I | Submitted vide Distribution True-up petition for 2nd control Period as Annexure-I
729 | C10-Erection of 2x10KVA Add,DTR to reli | MAHABOOBNAGAR | 07.06.2012 | 0.0023553 | Submitted vide Distribution True-up petition for 2nd control Period as Annexure-I | Submitted vide Distribution True-up petition for 2nd control Period as Annexure-I
730 | C10-Erection of 63KVA Add,DTR to relief | MAHABOOBNAGAR | 07.06.2012 | 0.015576 | Submitted vide Distribution True-up petition for 2nd control Period as Annexure-I | Submitted vide Distribution True-up petition for 2nd control Period as Annexure-I
731 | C10-Erection of100KVA Add,DTR on existi | MAHABOOBNAGAR | 07.06.2012 | 0.017683 | Submitted vide Distribution True-up petition for 2nd control Period as Annexure-I | Submitted vide Distribution True-up petition for 2nd control Period as Annexure-I
732 | C10-Enhancmnet 63 to 100KVA DTR on SS-X | MAHABOOBNAGAR | 07.06.2012 | 0.013882 | Submitted vide Distribution True-up petition for 2nd control Period as Annexure-I | Submitted vide Distribution True-up petition for 2nd control Period as Annexure-I
733 | C10-Erection of 2.0KM LT AB Cable on ex | MAHABOOBNAGAR | 20.06.2011 | 0.0085801 | Submitted vide Distribution True-up petition for 2nd control Period as Annexure-I | Submitted vide Distribution True-up petition for 2nd control Period as Annexure-I
734 | C10-Erection of 1x100KVA Add,DTR on exi | MAHABOOBNAGAR | 07.06.2012 | 0.016612 | Submitted vide Distribution True-up petition for 2nd control Period as Annexure-I | Submitted vide Distribution True-up petition for 2nd control Period as Annexure-I
735 | C10-E/s toElectrificattion WS colony at | MAHABOOBNAGAR | 15.07.2011 | 0.012047 | Submitted vide Distribution True-up petition for 2nd control Period as Annexure-I | Submitted vide Distribution True-up petition for 2nd control Period as Annexure-I
736 | C10-E/s toElectrificattion WS colo.bl.p | MAHABOOBNAGAR | 25.07.2011 | 0.0054701 | Submitted vide Distribution True-up petition for 2nd control Period as Annexure-I | Submitted vide Distribution True-up petition for 2nd control Period as Annexure-I
737 | C10-Erection of 1No.25KVA DTR on SS-II | MAHABOOBNAGAR | 26.08.2011 | 0.0033511 | Submitted vide Distribution True-up petition for 2nd control Period as Annexure-I | Submitted vide Distribution True-up petition for 2nd control Period as Annexure-I
738 | C10-E/S to 12Nos 5HP Agl, loads under a | MAHABOOBNAGAR | 26.08.2011 | 0.0053644 | Submitted vide Distribution True-up petition for 2nd control Period as Annexure-I | Submitted vide Distribution True-up petition for 2nd control Period as Annexure-I
739 | C10-E/S to 10x40W Street lights for ele | MAHABOOBNAGAR | 19.04.2011 | 0.011969 | Submitted vide Distribution True-up petition for 2nd control Period as Annexure-I | Submitted vide Distribution True-up petition for 2nd control Period as Annexure-I
740 | C10-Erection of 25KVA Add DTR on SS-IX | MAHABOOBNAGAR | 07.06.2012 | 0.015804 | Submitted vide Distribution True-up petition for 2nd control Period as Annexure-I | Submitted vide Distribution True-up petition for 2nd control Period as Annexure-I
741 | C10-Erection of 25KVA Add,DTR on existi | MAHABOOBNAGAR | 07.06.2012 | 0.0082652 | Submitted vide Distribution True-up petition for 2nd control Period as Annexure-I | Submitted vide Distribution True-up petition for 2nd control Period as Annexure-I
742 | C10-Erection of 2.0KM LT AB Cable on ex | MAHABOOBNAGAR | 04.05.2011 | 0.0022421 | Submitted vide Distribution True-up petition for 2nd control Period as Annexure-I | Submitted vide Distribution True-up petition for 2nd control Period as Annexure-I
743 | C10-Extofsuplyforelecftn P.C.Tanda H/o | MAHABOOBNAGAR | 24.04.2011 | 0.0084763 | Submitted vide Distribution True-up petition for 2nd control Period as Annexure-I | Submitted vide Distribution True-up petition for 2nd control Period as Annexure-I
744 | C10-E/s to elecfn of Patha thanda H/o R | MAHABOOBNAGAR | 24.04.2011 | 0.0086441 | Submitted vide Distribution True-up petition for 2nd control Period as Annexure-I | Submitted vide Distribution True-up petition for 2nd control Period as Annexure-I
745 | C10-E/s to elecfn of Kotha thanda H/o R | MAHABOOBNAGAR | 24.04.2011 | 0.008594 | Submitted vide Distribution True-up petition for 2nd control Period as Annexure-I | Submitted vide Distribution True-up petition for 2nd control Period as Annexure-I
746 | C10-Extofsuplyforelecftn Marripally H/o | MAHABOOBNAGAR | 23.04.2011 | 0.011152 | Submitted vide Distribution True-up petition for 2nd control Period as Annexure-I | Submitted vide Distribution True-up petition for 2nd control Period as Annexure-I
747 | C10-Extofsuplyforelecftn Ekawaipally in | MAHABOOBNAGAR | 24.04.2011 | 0.010751 | Submitted vide Distribution True-up petition for 2nd control Period as Annexure-I | Submitted vide Distribution True-up petition for 2nd control Period as Annexure-I
748 | C10-E/s to 1No 15DTR S╪ Anwarpally H/o | MAHABOOBNAGAR | 24.04.2011 | 0.0051496 | Submitted vide Distribution True-up petition for 2nd control Period as Annexure-I | Submitted vide Distribution True-up petition for 2nd control Period as Annexure-I
749 | C10-Er of 1x100 KVA DTR SS-16 at Akuth | MAHABOOBNAGAR | 07.06.2012 | 0.0050356 | Submitted vide Distribution True-up petition for 2nd control Period as Annexure-I | Submitted vide Distribution True-up petition for 2nd control Period as Annexure-I
750 | C10-E/s release of BPL Services connect | MAHABOOBNAGAR | 23.04.2011 | 0.004708 | Submitted vide Distribution True-up petition for 2nd control Period as Annexure-I | Submitted vide Distribution True-up petition for 2nd control Period as Annexure-I
751 | C10-E/s release of BPL Services connect | MAHABOOBNAGAR | 23.04.2011 | 0.004708 | Submitted vide Distribution True-up petition for 2nd control Period as Annexure-I | Submitted vide Distribution True-up petition for 2nd control Period as Annexure-I
752 | C10-Elect.of1No.(5x40W)St.lights at Mun | MAHABOOBNAGAR | 18.07.2011 | 0.012839 | Submitted vide Distribution True-up petition for 2nd control Period as Annexure-I | Submitted vide Distribution True-up petition for 2nd control Period as Annexure-I
753 | C10-Providing of 2nd feder SS-2 100KVAD | MAHABOOBNAGAR | 23.04.2011 | 0.0036731 | Submitted vide Distribution True-up petition for 2nd control Period as Annexure-I | Submitted vide Distribution True-up petition for 2nd control Period as Annexure-I
754 | C10-Providing of 25DTR stolen on SS-7,M | MAHABOOBNAGAR | 07.06.2012 | 0.0074419 | Submitted vide Distribution True-up petition for 2nd control Period as Annexure-I | Submitted vide Distribution True-up petition for 2nd control Period as Annexure-I
755 | C10-Providing of 25DTR stolen on SS-6, | MAHABOOBNAGAR | 07.06.2012 | 0.0051669 | Submitted vide Distribution True-up petition for 2nd control Period as Annexure-I | Submitted vide Distribution True-up petition for 2nd control Period as Annexure-I
756 | C10-Erec of 1x15KVA DTR on SS-I at Chin | MAHABOOBNAGAR | 07.06.2012 | 0.0029421 | Submitted vide Distribution True-up petition for 2nd control Period as Annexure-I | Submitted vide Distribution True-up petition for 2nd control Period as Annexure-I
757 | C10-Erection of 2Nos 25KVA Addl, DTR on | MAHABOOBNAGAR | 07.06.2012 | 0.014104 | Submitted vide Distribution True-up petition for 2nd control Period as Annexure-I | Submitted vide Distribution True-up petition for 2nd control Period as Annexure-I
758 | C10-Enhancement of 63 to 100KVA DTR on | MAHABOOBNAGAR | 07.06.2012 | 4.5555e-05 | Submitted vide Distribution True-up petition for 2nd control Period as Annexure-I | Submitted vide Distribution True-up petition for 2nd control Period as Annexure-I
759 | C10-Erection of 63KVA Add,DTR on existi | MAHABOOBNAGAR | 07.06.2012 | 0.010968 | Submitted vide Distribution True-up petition for 2nd control Period as Annexure-I | Submitted vide Distribution True-up petition for 2nd control Period as Annexure-I
760 | C10-Erection of 3x10KVA Add,DTR on exis | MAHABOOBNAGAR | 07.06.2012 | 0.0089758 | Submitted vide Distribution True-up petition for 2nd control Period as Annexure-I | Submitted vide Distribution True-up petition for 2nd control Period as Annexure-I
761 | C10-Erec of 1No. 100 KVA DTR at Lingasa | MAHABOOBNAGAR | 07.06.2012 | 0.026505 | Submitted vide Distribution True-up petition for 2nd control Period as Annexure-I | Submitted vide Distribution True-up petition for 2nd control Period as Annexure-I
762 | C10-183/9-10/DE/100KVA DTR on SS-V at Z | MAHABOOBNAGAR | 07.06.2012 | 0.014652 | Submitted vide Distribution True-up petition for 2nd control Period as Annexure-I | Submitted vide Distribution True-up petition for 2nd control Period as Annexure-I
763 | C10-234/09-10 providing 4Nos 24v batter | MAHABOOBNAGAR | 07.06.2012 | 0.004576 | Submitted vide Distribution True-up petition for 2nd control Period as Annexure-I | Submitted vide Distribution True-up petition for 2nd control Period as Annexure-I
764 | C10-4No. 24 V 40AH Battery set with cha | MAHABOOBNAGAR | 07.06.2012 | 0.0034706 | Submitted vide Distribution True-up petition for 2nd control Period as Annexure-I | Submitted vide Distribution True-up petition for 2nd control Period as Annexure-I
765 | C10-Electrification of colonies Jillell | MAHABOOBNAGAR | 04.05.2011 | 0.0014398 | Submitted vide Distribution True-up petition for 2nd control Period as Annexure-I | Submitted vide Distribution True-up petition for 2nd control Period as Annexure-I
766 | C10-ERECTION OF 2nOS 11KV bay for 11KV | MAHABOOBNAGAR | 07.06.2012 | 0.0081145 | Submitted vide Distribution True-up petition for 2nd control Period as Annexure-I | Submitted vide Distribution True-up petition for 2nd control Period as Annexure-I
767 | C10-E/s to 1No 100 KVADTR on SS-8 at Me | MAHABOOBNAGAR | 07.06.2012 | 0.014674 | Submitted vide Distribution True-up petition for 2nd control Period as Annexure-I | Submitted vide Distribution True-up petition for 2nd control Period as Annexure-I
768 | C10-E/sto1No25 KVADTR 25HP AGL at Medak | MAHABOOBNAGAR | 21.06.2011 | 0.015409 | Submitted vide Distribution True-up petition for 2nd control Period as Annexure-I | Submitted vide Distribution True-up petition for 2nd control Period as Annexure-I
769 | C10-Erection of 1no 100KVA DTR on exist | MAHABOOBNAGAR | 07.06.2012 | 0.013882 | Submitted vide Distribution True-up petition for 2nd control Period as Annexure-I | Submitted vide Distribution True-up petition for 2nd control Period as Annexure-I
770 | C10-E/s to 1No 25KVADTR on SS-2 Marepal | MAHABOOBNAGAR | 07.06.2012 | 0.014415 | Submitted vide Distribution True-up petition for 2nd control Period as Annexure-I | Submitted vide Distribution True-up petition for 2nd control Period as Annexure-I
771 | C10-E/sto 1No100 KVADTR on SS-17at Elik | MAHABOOBNAGAR | 07.06.2012 | 0.019208 | Submitted vide Distribution True-up petition for 2nd control Period as Annexure-I | Submitted vide Distribution True-up petition for 2nd control Period as Annexure-I
772 | C10-Elect.of1No.(5x40W)St.lights at Bij | MAHABOOBNAGAR | 18.07.2011 | 0.0031678 | Submitted vide Distribution True-up petition for 2nd control Period as Annexure-I | Submitted vide Distribution True-up petition for 2nd control Period as Annexure-I
773 | C10-Elect.of1No.(5x40W)St.lights at Mus | MAHABOOBNAGAR | 07.05.2011 | 0.017327 | Submitted vide Distribution True-up petition for 2nd control Period as Annexure-I | Submitted vide Distribution True-up petition for 2nd control Period as Annexure-I
774 | C10-Ele.of1No.(5x40W)St.lights at Chenn | MAHABOOBNAGAR | 25.07.2011 | 0.014773 | Submitted vide Distribution True-up petition for 2nd control Period as Annexure-I | Submitted vide Distribution True-up petition for 2nd control Period as Annexure-I
775 | C10-E/S to 5x40w Street lights for elec | MAHABOOBNAGAR | 14.07.2011 | 0.017779 | Submitted vide Distribution True-up petition for 2nd control Period as Annexure-I | Submitted vide Distribution True-up petition for 2nd control Period as Annexure-I
776 | C10-E/S to 5x40w Street lights for elec | MAHABOOBNAGAR | 07.05.2011 | 0.0053485 | Submitted vide Distribution True-up petition for 2nd control Period as Annexure-I | Submitted vide Distribution True-up petition for 2nd control Period as Annexure-I
777 | C10-E/S to 5x40w Street lights for elec | MAHABOOBNAGAR | 14.07.2011 | 0.011506 | Submitted vide Distribution True-up petition for 2nd control Period as Annexure-I | Submitted vide Distribution True-up petition for 2nd control Period as Annexure-I
778 | C10-E/s toElectrificattion WS colony ch | MAHABOOBNAGAR | 18.04.2011 | 0.0067204 | Submitted vide Distribution True-up petition for 2nd control Period as Annexure-I | Submitted vide Distribution True-up petition for 2nd control Period as Annexure-I
779 | C10-53/8-9/DE/2X15KVA DTR on 6x10kVA SS | MAHABOOBNAGAR | 07.06.2012 | 0.0049717 | Submitted vide Distribution True-up petition for 2nd control Period as Annexure-I | Submitted vide Distribution True-up petition for 2nd control Period as Annexure-I
780 | C10-E/s to 1No63 KVADTR5Nos Agl service | MAHABOOBNAGAR | 07.06.2012 | 0.025394 | Submitted vide Distribution True-up petition for 2nd control Period as Annexure-I | Submitted vide Distribution True-up petition for 2nd control Period as Annexure-I
781 | C10-E/s to 1No 25KVADTR on SS-I at Poth | MAHABOOBNAGAR | 07.06.2012 | 0.0092447 | Submitted vide Distribution True-up petition for 2nd control Period as Annexure-I | Submitted vide Distribution True-up petition for 2nd control Period as Annexure-I
782 | C10- 25KVA Add,DTR onSSIII METLAKUNTA | MAHABOOBNAGAR | 07.06.2012 | 0.009238 | Submitted vide Distribution True-up petition for 2nd control Period as Annexure-I | Submitted vide Distribution True-up petition for 2nd control Period as Annexure-I
783 | C10-2.0KM LT AB Cable at Pallerla | MAHABOOBNAGAR | 15.04.2011 | 0.0059916 | Submitted vide Distribution True-up petition for 2nd control Period as Annexure-I | Submitted vide Distribution True-up petition for 2nd control Period as Annexure-I
784 | C10-2.0KM LT AB Cable at Jadaraopally | MAHABOOBNAGAR | 04.05.2011 | 0.0060871 | Submitted vide Distribution True-up petition for 2nd control Period as Annexure-I | Submitted vide Distribution True-up petition for 2nd control Period as Annexure-I
785 | C10-E/s for Ere of 1 No 25 kva Dtr Agl | MAHABOOBNAGAR | 23.04.2011 | 0.010053 | Submitted vide Distribution True-up petition for 2nd control Period as Annexure-I | Submitted vide Distribution True-up petition for 2nd control Period as Annexure-I
786 | C10-E/sto 1No100 KVADTR on SS-5 at Haji | MAHABOOBNAGAR | 07.06.2012 | 0.015881 | Submitted vide Distribution True-up petition for 2nd control Period as Annexure-I | Submitted vide Distribution True-up petition for 2nd control Period as Annexure-I
787 | C10-E/sto 1No160KVADTR on SS-1412004074 | MAHABOOBNAGAR | 07.06.2012 | 0.021886 | Submitted vide Distribution True-up petition for 2nd control Period as Annexure-I | Submitted vide Distribution True-up petition for 2nd control Period as Annexure-I
788 | C10-176/09-10/DE/100KVA DTR on SS-2at M | MAHABOOBNAGAR | 07.06.2012 | 0.017652 | Submitted vide Distribution True-up petition for 2nd control Period as Annexure-I | Submitted vide Distribution True-up petition for 2nd control Period as Annexure-I
789 | C10-592/8-9/DE/25KVAon63KVA SS-13at Dha | MAHABOOBNAGAR | 07.06.2012 | 0.0090989 | Submitted vide Distribution True-up petition for 2nd control Period as Annexure-I | Submitted vide Distribution True-up petition for 2nd control Period as Annexure-I
790 | C10-Erec, of 100KVA Add,DTR to relief o | MAHABOOBNAGAR | 07.06.2012 | 0.019315 | Submitted vide Distribution True-up petition for 2nd control Period as Annexure-I | Submitted vide Distribution True-up petition for 2nd control Period as Annexure-I
791 | C10-593/8-9/DE/25KVAon100KVASS-5 at Bur | MAHABOOBNAGAR | 07.06.2012 | 0.011981 | Submitted vide Distribution True-up petition for 2nd control Period as Annexure-I | Submitted vide Distribution True-up petition for 2nd control Period as Annexure-I
792 | C10-Erection of 100KVA Add,DTR on SS-VI | MAHABOOBNAGAR | 07.06.2012 | 0.017356 | Submitted vide Distribution True-up petition for 2nd control Period as Annexure-I | Submitted vide Distribution True-up petition for 2nd control Period as Annexure-I
793 | C10-E/sto1No.25 KVADTR onSS-14-19-12-00 | MAHABOOBNAGAR | 15.12.2011 | 0.0098821 | Submitted vide Distribution True-up petition for 2nd control Period as Annexure-I | Submitted vide Distribution True-up petition for 2nd control Period as Annexure-I
794 | C10-E/sto 2x25 KVADTR onSS-14-19-001-00 | MAHABOOBNAGAR | 16.04.2011 | 0.022914 | Submitted vide Distribution True-up petition for 2nd control Period as Annexure-I | Submitted vide Distribution True-up petition for 2nd control Period as Annexure-I
795 | C10-E/s to 1No 15 KVA DTR at Vasudevpu | MAHABOOBNAGAR | 07.06.2012 | 0.0024965 | Submitted vide Distribution True-up petition for 2nd control Period as Annexure-I | Submitted vide Distribution True-up petition for 2nd control Period as Annexure-I
796 | C10-E/s to 1No 15 KVA DTR at Mysiganda | MAHABOOBNAGAR | 07.06.2012 | 0.0024965 | Submitted vide Distribution True-up petition for 2nd control Period as Annexure-I | Submitted vide Distribution True-up petition for 2nd control Period as Annexure-I
797 | C10-E/s to 1No 63 KVADTR on SS-2 at Man | MAHABOOBNAGAR | 07.06.2012 | 0.0092146 | Submitted vide Distribution True-up petition for 2nd control Period as Annexure-I | Submitted vide Distribution True-up petition for 2nd control Period as Annexure-I
798 | C10-E/s to 1No 63 KVADTR on SS-2 at Mys | MAHABOOBNAGAR | 07.06.2012 | 0.0092218 | Submitted vide Distribution True-up petition for 2nd control Period as Annexure-I | Submitted vide Distribution True-up petition for 2nd control Period as Annexure-I
799 | C10-E/s to 1No 63 KVADTR on SS-16 at Am | MAHABOOBNAGAR | 07.06.2012 | 0.0085275 | Submitted vide Distribution True-up petition for 2nd control Period as Annexure-I | Submitted vide Distribution True-up petition for 2nd control Period as Annexure-I
800 | C10-E/s to 1No 63 KVADTR on SS-5 at Aku | MAHABOOBNAGAR | 07.06.2012 | 0.0092218 | Submitted vide Distribution True-up petition for 2nd control Period as Annexure-I | Submitted vide Distribution True-up petition for 2nd control Period as Annexure-I
801 | C10-E/s to 1No 63 KVADTR on SS-13 at Ek | MAHABOOBNAGAR | 07.06.2012 | 0.0092218 | Submitted vide Distribution True-up petition for 2nd control Period as Annexure-I | Submitted vide Distribution True-up petition for 2nd control Period as Annexure-I
802 | C10-E/s to 3x10 KVA DTR on SS-3 at Pol | MAHABOOBNAGAR | 07.06.2012 | 0.005328 | Submitted vide Distribution True-up petition for 2nd control Period as Annexure-I | Submitted vide Distribution True-up petition for 2nd control Period as Annexure-I
803 | C10-E/s to 1No 15 KVA DTR at Mysiganda | MAHABOOBNAGAR | 07.06.2012 | 0.0024965 | Submitted vide Distribution True-up petition for 2nd control Period as Annexure-I | Submitted vide Distribution True-up petition for 2nd control Period as Annexure-I
804 | C10-E/s providing Intermedate Poles 1KV | MAHABOOBNAGAR | 07.06.2012 | 0.0070011 | Submitted vide Distribution True-up petition for 2nd control Period as Annexure-I | Submitted vide Distribution True-up petition for 2nd control Period as Annexure-I
805 | C10-Erection of 25KVA Add,DTR onssIV Ab | MAHABOOBNAGAR | 07.06.2012 | 0.0095728 | Submitted vide Distribution True-up petition for 2nd control Period as Annexure-I | Submitted vide Distribution True-up petition for 2nd control Period as Annexure-I
806 | C10-Erection of 1x 15KVA Add,DTR Ramanp | MAHABOOBNAGAR | 07.06.2012 | 0.0068347 | Submitted vide Distribution True-up petition for 2nd control Period as Annexure-I | Submitted vide Distribution True-up petition for 2nd control Period as Annexure-I
807 | C10-Erection of 2.0KM LT AB Cable on ex | MAHABOOBNAGAR | 04.05.2011 | 0.0092318 | Submitted vide Distribution True-up petition for 2nd control Period as Annexure-I | Submitted vide Distribution True-up petition for 2nd control Period as Annexure-I
808 | C10-Erection of 2.0KM LT AB Cable on ex | MAHABOOBNAGAR | 04.05.2011 | 0.0093575 | Submitted vide Distribution True-up petition for 2nd control Period as Annexure-I | Submitted vide Distribution True-up petition for 2nd control Period as Annexure-I
809 | C10-Erection of 2.0KM LT AB Cable on ex | MAHABOOBNAGAR | 05.06.2011 | 0.0089567 | Submitted vide Distribution True-up petition for 2nd control Period as Annexure-I | Submitted vide Distribution True-up petition for 2nd control Period as Annexure-I
810 | C10-Erection of 2.0KM LT AB Cable on ex | MAHABOOBNAGAR | 04.05.2011 | 0.0062665 | Submitted vide Distribution True-up petition for 2nd control Period as Annexure-I | Submitted vide Distribution True-up petition for 2nd control Period as Annexure-I
811 | C10-Erection of 2.0KM LT AB Cable on ex | MAHABOOBNAGAR | 04.05.2011 | 0.0091643 | Submitted vide Distribution True-up petition for 2nd control Period as Annexure-I | Submitted vide Distribution True-up petition for 2nd control Period as Annexure-I
812 | C10-Ext of 1No. 100KVA DTR at Kothur i | MAHABOOBNAGAR | 07.06.2012 | 0.010377 | Submitted vide Distribution True-up petition for 2nd control Period as Annexure-I | Submitted vide Distribution True-up petition for 2nd control Period as Annexure-I
813 | C10-E/s to 1No 100 KVADTR on SS-20 at K | MAHABOOBNAGAR | 07.06.2012 | 0.01694 | Submitted vide Distribution True-up petition for 2nd control Period as Annexure-I | Submitted vide Distribution True-up petition for 2nd control Period as Annexure-I
814 | C10-E/s to 1No 100 KVADTR on SS-V at El | MAHABOOBNAGAR | 07.06.2012 | 0.019003 | Submitted vide Distribution True-up petition for 2nd control Period as Annexure-I | Submitted vide Distribution True-up petition for 2nd control Period as Annexure-I
815 | C10-E/s to 1No 25 KVADTR on SSV at Yang | MAHABOOBNAGAR | 07.06.2012 | 0.011846 | Submitted vide Distribution True-up petition for 2nd control Period as Annexure-I | Submitted vide Distribution True-up petition for 2nd control Period as Annexure-I
816 | C10-E/s to 1No 25 KVA DTR at Kotra in | MAHABOOBNAGAR | 07.06.2012 | 0.0091341 | Submitted vide Distribution True-up petition for 2nd control Period as Annexure-I | Submitted vide Distribution True-up petition for 2nd control Period as Annexure-I
817 | C10-E/s to 1No25KVADTR onSS-14-18-13-00 | MAHABOOBNAGAR | 07.06.2012 | 0.010703 | Submitted vide Distribution True-up petition for 2nd control Period as Annexure-I | Submitted vide Distribution True-up petition for 2nd control Period as Annexure-I
818 | C10-Ext of 1No 15KVA addl DTR at Kotra | MAHABOOBNAGAR | 23.05.2011 | 0.0024856 | Submitted vide Distribution True-up petition for 2nd control Period as Annexure-I | Submitted vide Distribution True-up petition for 2nd control Period as Annexure-I
819 | C10-Enhancmnet 100 to 160KVA DTR on SS- | MAHABOOBNAGAR | 07.06.2012 | 0.022097 | Submitted vide Distribution True-up petition for 2nd control Period as Annexure-I | Submitted vide Distribution True-up petition for 2nd control Period as Annexure-I
820 | C10-E/sto 1No 25 KVADTR on SS-8 at Jagb | MAHABOOBNAGAR | 07.06.2012 | 0.01339 | Submitted vide Distribution True-up petition for 2nd control Period as Annexure-I | Submitted vide Distribution True-up petition for 2nd control Period as Annexure-I
821 | C10-E/s for shifting of S╪ meteravailab | MAHABOOBNAGAR | 07.06.2012 | 0.0051832 | Submitted vide Distribution True-up petition for 2nd control Period as Annexure-I | Submitted vide Distribution True-up petition for 2nd control Period as Annexure-I
822 | C10-REpl Fdr VCB on 11KV Bhoothur C&O | MAHABOOBNAGAR | 07.06.2012 | 0.028671 | Submitted vide Distribution True-up petition for 2nd control Period as Annexure-I | Submitted vide Distribution True-up petition for 2nd control Period as Annexure-I
823 | C10-Provding of C.I Pipe earthing at va | MAHABOOBNAGAR | 07.06.2012 | 0.0047209 | Submitted vide Distribution True-up petition for 2nd control Period as Annexure-I | Submitted vide Distribution True-up petition for 2nd control Period as Annexure-I
824 | C10-E/s to 1No 10 KVADTR on SS-I at Ped | MAHABOOBNAGAR | 07.06.2012 | 0.0018852 | Submitted vide Distribution True-up petition for 2nd control Period as Annexure-I | Submitted vide Distribution True-up petition for 2nd control Period as Annexure-I
825 | C10-E/s to 1No 10 KVADTR on SS-I at Chi | MAHABOOBNAGAR | 07.06.2012 | 0.0025781 | Submitted vide Distribution True-up petition for 2nd control Period as Annexure-I | Submitted vide Distribution True-up petition for 2nd control Period as Annexure-I
826 | C10-E/s to 2x10 KVA DTR on SS-I at Kuch | MAHABOOBNAGAR | 07.06.2012 | 0.0068234 | Submitted vide Distribution True-up petition for 2nd control Period as Annexure-I | Submitted vide Distribution True-up petition for 2nd control Period as Annexure-I
827 | C10-E/s to 1No 10 KVADTR on SS-I at Cho | MAHABOOBNAGAR | 07.06.2012 | 0.0024295 | Submitted vide Distribution True-up petition for 2nd control Period as Annexure-I | Submitted vide Distribution True-up petition for 2nd control Period as Annexure-I
828 | C10-E/s to 1No.10 KVA DTR on SS-I atHem | MAHABOOBNAGAR | 07.06.2012 | 0.0027122 | Submitted vide Distribution True-up petition for 2nd control Period as Annexure-I | Submitted vide Distribution True-up petition for 2nd control Period as Annexure-I
829 | C10-E/s to 1No.10 KVA DTR on SS-I at Kh | MAHABOOBNAGAR | 07.06.2012 | 0.0028751 | Submitted vide Distribution True-up petition for 2nd control Period as Annexure-I | Submitted vide Distribution True-up petition for 2nd control Period as Annexure-I
830 | C10-E/s to 1No.10 KVA DTR on SS-II at T | MAHABOOBNAGAR | 07.06.2012 | 0.0029678 | Submitted vide Distribution True-up petition for 2nd control Period as Annexure-I | Submitted vide Distribution True-up petition for 2nd control Period as Annexure-I
831 | C10-E/s to 1No.10 KVA DTR on SS-I at Mo | MAHABOOBNAGAR | 07.06.2012 | 0.0034042 | Submitted vide Distribution True-up petition for 2nd control Period as Annexure-I | Submitted vide Distribution True-up petition for 2nd control Period as Annexure-I
832 | C10-Erection of 25KVA Add,DTR on existi | MAHABOOBNAGAR | 07.06.2012 | 0.011535 | Submitted vide Distribution True-up petition for 2nd control Period as Annexure-I | Submitted vide Distribution True-up petition for 2nd control Period as Annexure-I
833 | C10-Enhancement of 25KVA to 63KVA DTR a | MAHABOOBNAGAR | 27.11.2012 | 0.010233 | Submitted vide Distribution True-up petition for 2nd control Period as Annexure-I | Submitted vide Distribution True-up petition for 2nd control Period as Annexure-I
834 | C10-Erec, of 100KVA DTR on SS-I at Khan | MAHABOOBNAGAR | 09.01.2012 | 0.0032579 | Submitted vide Distribution True-up petition for 2nd control Period as Annexure-I | Submitted vide Distribution True-up petition for 2nd control Period as Annexure-I
835 | C10-E/s to 1No 25KVADTR on SS-9 at Nekk | MAHABOOBNAGAR | 07.06.2012 | 0.0061368 | Submitted vide Distribution True-up petition for 2nd control Period as Annexure-I | Submitted vide Distribution True-up petition for 2nd control Period as Annexure-I
836 | C10-25KVA Add,DTR on SS-IIat Abangapur | MAHABOOBNAGAR | 07.06.2012 | 0.0097818 | Submitted vide Distribution True-up petition for 2nd control Period as Annexure-I | Submitted vide Distribution True-up petition for 2nd control Period as Annexure-I
837 | C10-E25 to 63 KVA DTR on SS-IIISOMESWAR | MAHABOOBNAGAR | 24.05.2011 | 0.010065 | Submitted vide Distribution True-up petition for 2nd control Period as Annexure-I | Submitted vide Distribution True-up petition for 2nd control Period as Annexure-I
838 | C10-Prov, of 50Nos S-╪ Meters for new s | MAHABOOBNAGAR | 16.05.2011 | 0.0038911 | Submitted vide Distribution True-up petition for 2nd control Period as Annexure-I | Submitted vide Distribution True-up petition for 2nd control Period as Annexure-I
839 | C10-Providing of 27 Nos C.I. earth pipe | MAHABOOBNAGAR | 01.05.2011 | 0.010078 | Submitted vide Distribution True-up petition for 2nd control Period as Annexure-I | Submitted vide Distribution True-up petition for 2nd control Period as Annexure-I
840 | C10-Providing of 27 Nos C.I. earth pipe | MAHABOOBNAGAR | 01.05.2011 | 0.010045 | Submitted vide Distribution True-up petition for 2nd control Period as Annexure-I | Submitted vide Distribution True-up petition for 2nd control Period as Annexure-I
841 | C10-Provding of C.I Pipe earthing at va | MAHABOOBNAGAR | 07.06.2012 | 0.0047209 | Submitted vide Distribution True-up petition for 2nd control Period as Annexure-I | Submitted vide Distribution True-up petition for 2nd control Period as Annexure-I
842 | C10-Erection of 25KVA Add,DTR on existi | MAHABOOBNAGAR | 07.06.2012 | 0.012505 | Submitted vide Distribution True-up petition for 2nd control Period as Annexure-I | Submitted vide Distribution True-up petition for 2nd control Period as Annexure-I
843 | C10-E/s for shifting of S╪ meteravailab | MAHABOOBNAGAR | 07.06.2012 | 0.0056442 | Submitted vide Distribution True-up petition for 2nd control Period as Annexure-I | Submitted vide Distribution True-up petition for 2nd control Period as Annexure-I
844 | C10-E/s for shifting of S╪ meteravailab | MAHABOOBNAGAR | 07.06.2012 | 0.0051832 | Submitted vide Distribution True-up petition for 2nd control Period as Annexure-I | Submitted vide Distribution True-up petition for 2nd control Period as Annexure-I
845 | C10-E/s for shifting of S╪ meteravailab | MAHABOOBNAGAR | 07.06.2012 | 0.0051832 | Submitted vide Distribution True-up petition for 2nd control Period as Annexure-I | Submitted vide Distribution True-up petition for 2nd control Period as Annexure-I
846 | C10-Erection of 25KVA Add,DTR on existi | MAHABOOBNAGAR | 07.06.2012 | 0.011528 | Submitted vide Distribution True-up petition for 2nd control Period as Annexure-I | Submitted vide Distribution True-up petition for 2nd control Period as Annexure-I
847 | C10-Erection of 25KVA Add,DTR on existi | MAHABOOBNAGAR | 07.06.2012 | 0.015462 | Submitted vide Distribution True-up petition for 2nd control Period as Annexure-I | Submitted vide Distribution True-up petition for 2nd control Period as Annexure-I
848 | C10-Erection of 100KVA Add,DTR on exist | MAHABOOBNAGAR | 07.06.2012 | 0.016198 | Submitted vide Distribution True-up petition for 2nd control Period as Annexure-I | Submitted vide Distribution True-up petition for 2nd control Period as Annexure-I
849 | C10-E/s to 1No 100 KVADTR on SS-3 at Ha | MAHABOOBNAGAR | 07.06.2012 | 0.013882 | Submitted vide Distribution True-up petition for 2nd control Period as Annexure-I | Submitted vide Distribution True-up petition for 2nd control Period as Annexure-I
850 | C10-Enhance to 63 to 100KVA DTR at Anth | MAHABOOBNAGAR | 22.11.2012 | 0.011572 | Submitted vide Distribution True-up petition for 2nd control Period as Annexure-I | Submitted vide Distribution True-up petition for 2nd control Period as Annexure-I
851 | C10-Erection of 100 kva on ss-II at yam | MAHABOOBNAGAR | 07.06.2012 | 0.020545 | Submitted vide Distribution True-up petition for 2nd control Period as Annexure-I | Submitted vide Distribution True-up petition for 2nd control Period as Annexure-I
852 | C10-Erection of 100KVA Addl DTR at Deve | MAHABOOBNAGAR | 07.06.2012 | 0.012974 | Submitted vide Distribution True-up petition for 2nd control Period as Annexure-I | Submitted vide Distribution True-up petition for 2nd control Period as Annexure-I
853 | C10-Erec of 1No. 100KVA DTR on SS-4 at | MAHABOOBNAGAR | 07.06.2012 | 0.016429 | Submitted vide Distribution True-up petition for 2nd control Period as Annexure-I | Submitted vide Distribution True-up petition for 2nd control Period as Annexure-I
854 | C10-E/s to 2x25 KVADTR on SS-14-19-24-0 | MAHABOOBNAGAR | 07.06.2012 | 0.015959 | Submitted vide Distribution True-up petition for 2nd control Period as Annexure-I | Submitted vide Distribution True-up petition for 2nd control Period as Annexure-I
855 | C10-E/s to 2x25 KVADTR on SS-19-14-14 a | MAHABOOBNAGAR | 07.06.2012 | 0.015894 | Submitted vide Distribution True-up petition for 2nd control Period as Annexure-I | Submitted vide Distribution True-up petition for 2nd control Period as Annexure-I
856 | C10-Eisto 1No 25KVADTR on SS-14-19-17-0 | MAHABOOBNAGAR | 07.06.2012 | 0.015849 | Submitted vide Distribution True-up petition for 2nd control Period as Annexure-I | Submitted vide Distribution True-up petition for 2nd control Period as Annexure-I
857 | C10-Ext of 1No 25KVA DTR SS-2 at Seriap | MAHABOOBNAGAR | 16.04.2011 | 0.0017882 | Submitted vide Distribution True-up petition for 2nd control Period as Annexure-I | Submitted vide Distribution True-up petition for 2nd control Period as Annexure-I
858 | C10-E/s to 1No63 KVADTR SS-3 at Vallabr | MAHABOOBNAGAR | 07.06.2012 | 0.0034604 | Submitted vide Distribution True-up petition for 2nd control Period as Annexure-I | Submitted vide Distribution True-up petition for 2nd control Period as Annexure-I
859 | C10-E/s to 1No 100 KVADTR on SS-4 at Ch | MAHABOOBNAGAR | 07.06.2012 | 0.017969 | Submitted vide Distribution True-up petition for 2nd control Period as Annexure-I | Submitted vide Distribution True-up petition for 2nd control Period as Annexure-I
860 | C10-E/s to 1No 25 KVADTR on SS-1 at Cho | MAHABOOBNAGAR | 07.06.2012 | 0.010184 | Submitted vide Distribution True-up petition for 2nd control Period as Annexure-I | Submitted vide Distribution True-up petition for 2nd control Period as Annexure-I
861 | C10-E/s for shifting of S╪ 190 meterava | MAHABOOBNAGAR | 07.06.2012 | 0.0051832 | Submitted vide Distribution True-up petition for 2nd control Period as Annexure-I | Submitted vide Distribution True-up petition for 2nd control Period as Annexure-I
862 | C10-Erection of 25KVA DTR on SS-I at Na | MAHABOOBNAGAR | 09.01.2012 | 0.0018728 | Submitted vide Distribution True-up petition for 2nd control Period as Annexure-I | Submitted vide Distribution True-up petition for 2nd control Period as Annexure-I
863 | C10-Erection of 100KVA DTR on SS-III at | MAHABOOBNAGAR | 07.06.2012 | 0.0063637 | Submitted vide Distribution True-up petition for 2nd control Period as Annexure-I | Submitted vide Distribution True-up petition for 2nd control Period as Annexure-I
864 | C10-Erection of 100KVA DTR on SS-II at | MAHABOOBNAGAR | 07.06.2012 | 0.0058365 | Submitted vide Distribution True-up petition for 2nd control Period as Annexure-I | Submitted vide Distribution True-up petition for 2nd control Period as Annexure-I
865 | C10-Erection of 100KVA DTR on SS-I at R | MAHABOOBNAGAR | 07.06.2012 | 0.0033878 | Submitted vide Distribution True-up petition for 2nd control Period as Annexure-I | Submitted vide Distribution True-up petition for 2nd control Period as Annexure-I
866 | C10-Erection of 25KVA DTR on SS-IX at I | MAHABOOBNAGAR | 07.06.2012 | 0.003072 | Submitted vide Distribution True-up petition for 2nd control Period as Annexure-I | Submitted vide Distribution True-up petition for 2nd control Period as Annexure-I
867 | C10-Erection of 25KVA DTR on SS-VI at K | MAHABOOBNAGAR | 07.06.2012 | 0.0033878 | Submitted vide Distribution True-up petition for 2nd control Period as Annexure-I | Submitted vide Distribution True-up petition for 2nd control Period as Annexure-I
868 | C10-Erection of 100KVA DTR on SS-IV at | MAHABOOBNAGAR | 07.06.2012 | 0.0060843 | Submitted vide Distribution True-up petition for 2nd control Period as Annexure-I | Submitted vide Distribution True-up petition for 2nd control Period as Annexure-I
869 | C10-Erection of 25KVA Add,DTR on SS-IV | MAHABOOBNAGAR | 07.06.2012 | 0.0072011 | Submitted vide Distribution True-up petition for 2nd control Period as Annexure-I | Submitted vide Distribution True-up petition for 2nd control Period as Annexure-I
870 | C10-Erection of 2.0KM LT AB Cable on ex | MAHABOOBNAGAR | 09.09.2011 | 0.0036281 | Submitted vide Distribution True-up petition for 2nd control Period as Annexure-I | Submitted vide Distribution True-up petition for 2nd control Period as Annexure-I
871 | C10-Erection of 100KVA DTR on SS-I at N | MAHABOOBNAGAR | 07.06.2012 | 0.0036264 | Submitted vide Distribution True-up petition for 2nd control Period as Annexure-I | Submitted vide Distribution True-up petition for 2nd control Period as Annexure-I
872 | C10-Erection of 100KVA Add,DTR on exist | MAHABOOBNAGAR | 07.06.2012 | 0.015047 | Submitted vide Distribution True-up petition for 2nd control Period as Annexure-I | Submitted vide Distribution True-up petition for 2nd control Period as Annexure-I
873 | C10-Enhancement of 100 to 160 KVA DTR i | MAHABOOBNAGAR | 07.06.2012 | 0.014426 | Submitted vide Distribution True-up petition for 2nd control Period as Annexure-I | Submitted vide Distribution True-up petition for 2nd control Period as Annexure-I
874 | C10-E/sto 1No 25 KVADTR on SS-14-18-13- | MAHABOOBNAGAR | 07.06.2012 | 0.0095293 | Submitted vide Distribution True-up petition for 2nd control Period as Annexure-I | Submitted vide Distribution True-up petition for 2nd control Period as Annexure-I
875 | C10-E/s to 1No 25 KVADTR on SS-2 t Chow | MAHABOOBNAGAR | 07.06.2012 | 0.011046 | Submitted vide Distribution True-up petition for 2nd control Period as Annexure-I | Submitted vide Distribution True-up petition for 2nd control Period as Annexure-I
876 | C10-Electrification of SC colony at Kot | MAHABOOBNAGAR | 21.07.2011 | 0.00039603 | Submitted vide Distribution True-up petition for 2nd control Period as Annexure-I | Submitted vide Distribution True-up petition for 2nd control Period as Annexure-I
877 | C10-Erection of 25KVA Add,DTR on existi | MAHABOOBNAGAR | 07.06.2012 | 0.0090826 | Submitted vide Distribution True-up petition for 2nd control Period as Annexure-I | Submitted vide Distribution True-up petition for 2nd control Period as Annexure-I
878 | C10-Erection of2x 25KVA Add,DTR on exis | MAHABOOBNAGAR | 07.06.2012 | 0.011369 | Submitted vide Distribution True-up petition for 2nd control Period as Annexure-I | Submitted vide Distribution True-up petition for 2nd control Period as Annexure-I
879 | C10-Erection of 3x15KVA Add,DTR on exis | MAHABOOBNAGAR | 04.05.2011 | 0.0093871 | Submitted vide Distribution True-up petition for 2nd control Period as Annexure-I | Submitted vide Distribution True-up petition for 2nd control Period as Annexure-I
880 | C10-Erection of 3x15KVA Add,DTR on exis | MAHABOOBNAGAR | 04.05.2011 | 0.0093871 | Submitted vide Distribution True-up petition for 2nd control Period as Annexure-I | Submitted vide Distribution True-up petition for 2nd control Period as Annexure-I
881 | C10-Erection of 100KVA DTR on SS-II at | MAHABOOBNAGAR | 07.06.2012 | 0.003072 | Submitted vide Distribution True-up petition for 2nd control Period as Annexure-I | Submitted vide Distribution True-up petition for 2nd control Period as Annexure-I
882 | C10-Erection of 100KVA DTR on SS-X at N | MAHABOOBNAGAR | 07.06.2012 | 0.0030959 | Submitted vide Distribution True-up petition for 2nd control Period as Annexure-I | Submitted vide Distribution True-up petition for 2nd control Period as Annexure-I
883 | C10-Erection of 100KVA DTR on SS-II at | MAHABOOBNAGAR | 07.06.2012 | 0.0033878 | Submitted vide Distribution True-up petition for 2nd control Period as Annexure-I | Submitted vide Distribution True-up petition for 2nd control Period as Annexure-I
884 | C10-Erection of 1 No 100 KVA Addl, DTR | MAHABOOBNAGAR | 07.06.2012 | 0.0014541 | Submitted vide Distribution True-up petition for 2nd control Period as Annexure-I | Submitted vide Distribution True-up petition for 2nd control Period as Annexure-I
885 | C10-Erec, of 100KVA DTR on SS-I at Teeg | MAHABOOBNAGAR | 23.04.2011 | 0.0032183 | Submitted vide Distribution True-up petition for 2nd control Period as Annexure-I | Submitted vide Distribution True-up petition for 2nd control Period as Annexure-I
886 | C10-Erection of 25KVA Add,DTR at Malkap | MAHABOOBNAGAR | 07.06.2012 | 0.0099164 | Submitted vide Distribution True-up petition for 2nd control Period as Annexure-I | Submitted vide Distribution True-up petition for 2nd control Period as Annexure-I
887 | C10-E/s replacing LTOPH2wire LTABcable | MAHABOOBNAGAR | 28.10.2011 | 0.0031129 | Submitted vide Distribution True-up petition for 2nd control Period as Annexure-I | Submitted vide Distribution True-up petition for 2nd control Period as Annexure-I
888 | C10-E/s replacing LTOPH2wire LTABcable | MAHABOOBNAGAR | 16.04.2011 | 0.0046348 | Submitted vide Distribution True-up petition for 2nd control Period as Annexure-I | Submitted vide Distribution True-up petition for 2nd control Period as Annexure-I
889 | C10-Erection of 100KVA Addl DTR on SS-I | MAHABOOBNAGAR | 07.06.2012 | 0.014908 | Submitted vide Distribution True-up petition for 2nd control Period as Annexure-I | Submitted vide Distribution True-up petition for 2nd control Period as Annexure-I
890 | C10-Erection of 100KVA Addl DTR on SS-I | MAHABOOBNAGAR | 07.06.2012 | 0.014589 | Submitted vide Distribution True-up petition for 2nd control Period as Annexure-I | Submitted vide Distribution True-up petition for 2nd control Period as Annexure-I
891 | C10-E/s to 2x25 KVADTR on SS-17 at Rach | MAHABOOBNAGAR | 07.06.2012 | 0.014596 | Submitted vide Distribution True-up petition for 2nd control Period as Annexure-I | Submitted vide Distribution True-up petition for 2nd control Period as Annexure-I
892 | C10-E/sto 1No25KVADTR at Bureddypally i | MAHABOOBNAGAR | 23.02.2012 | 0.015168 | Submitted vide Distribution True-up petition for 2nd control Period as Annexure-I | Submitted vide Distribution True-up petition for 2nd control Period as Annexure-I
893 | C10-Erec of 1No. 25KVA DTR 20HP Agl at | MAHABOOBNAGAR | 21.05.2011 | 0.013754 | Submitted vide Distribution True-up petition for 2nd control Period as Annexure-I | Submitted vide Distribution True-up petition for 2nd control Period as Annexure-I
894 | C10-Erection of 100KVA Addl DTR on SS-I | MAHABOOBNAGAR | 07.06.2012 | 0.021512 | Submitted vide Distribution True-up petition for 2nd control Period as Annexure-I | Submitted vide Distribution True-up petition for 2nd control Period as Annexure-I
895 | C10-Ere 100KVA Addl DTR on SS-II at LOK | MAHABOOBNAGAR | 07.06.2012 | 0.020085 | Submitted vide Distribution True-up petition for 2nd control Period as Annexure-I | Submitted vide Distribution True-up petition for 2nd control Period as Annexure-I
896 | C10-Providing of cable in place of LTS╪ | MAHABOOBNAGAR | 19.04.2011 | 0.0062801 | Submitted vide Distribution True-up petition for 2nd control Period as Annexure-I | Submitted vide Distribution True-up petition for 2nd control Period as Annexure-I
897 | C10-E/s to 1No 63 KVA DTR on SS-3 at Ja | MAHABOOBNAGAR | 07.06.2012 | 0.013002 | Submitted vide Distribution True-up petition for 2nd control Period as Annexure-I | Submitted vide Distribution True-up petition for 2nd control Period as Annexure-I
898 | C10-Erection of 2.0KM LT AB Cable on ex | MAHABOOBNAGAR | 19.09.2011 | 0.0084248 | Submitted vide Distribution True-up petition for 2nd control Period as Annexure-I | Submitted vide Distribution True-up petition for 2nd control Period as Annexure-I
899 | C10-Erection of 25KVA Add,DTR on existi | MAHABOOBNAGAR | 07.06.2012 | 0.012344 | Submitted vide Distribution True-up petition for 2nd control Period as Annexure-I | Submitted vide Distribution True-up petition for 2nd control Period as Annexure-I
900 | C10-E/s to 140Nos S╪ EEM5-30 use forCSC | MAHABOOBNAGAR | 29.04.2011 | 0.010895 | Submitted vide Distribution True-up petition for 2nd control Period as Annexure-I | Submitted vide Distribution True-up petition for 2nd control Period as Annexure-I
901 | C10-Erection of 3x15KVA Add,DTR to reli | MAHABOOBNAGAR | 07.06.2012 | 0.010945 | Submitted vide Distribution True-up petition for 2nd control Period as Annexure-I | Submitted vide Distribution True-up petition for 2nd control Period as Annexure-I
902 | C10-666/8-9/DE/100KVAon100KVASS-4at Ran | MAHABOOBNAGAR | 07.06.2012 | 0.020308 | Submitted vide Distribution True-up petition for 2nd control Period as Annexure-I | Submitted vide Distribution True-up petition for 2nd control Period as Annexure-I
903 | C10-668/8-9/DE/100KVAon100KVASS-4at Kot | MAHABOOBNAGAR | 07.06.2012 | 0.019786 | Submitted vide Distribution True-up petition for 2nd control Period as Annexure-I | Submitted vide Distribution True-up petition for 2nd control Period as Annexure-I
904 | C10-659/8-9/DE/100KVAon100KVASS-7at Kot | MAHABOOBNAGAR | 07.06.2012 | 0.020961 | Submitted vide Distribution True-up petition for 2nd control Period as Annexure-I | Submitted vide Distribution True-up petition for 2nd control Period as Annexure-I
905 | C10-Erection of 100KVA Addl, DTR at BMG | MAHABOOBNAGAR | 07.06.2012 | 0.016248 | Submitted vide Distribution True-up petition for 2nd control Period as Annexure-I | Submitted vide Distribution True-up petition for 2nd control Period as Annexure-I
906 | C10-E/s 15Nos Agl Timers 3╪ at Jadcherl | MAHABOOBNAGAR | 07.06.2012 | 0.0069102 | Submitted vide Distribution True-up petition for 2nd control Period as Annexure-I | Submitted vide Distribution True-up petition for 2nd control Period as Annexure-I
907 | C10-E/s 1No Agl Timers 3╪ at Jadcherla | MAHABOOBNAGAR | 07.06.2012 | 0.00046068 | Submitted vide Distribution True-up petition for 2nd control Period as Annexure-I | Submitted vide Distribution True-up petition for 2nd control Period as Annexure-I
908 | C10-E/s to 1No 100 KVADTR on SS-I at El | MAHABOOBNAGAR | 07.06.2012 | 0.020794 | Submitted vide Distribution True-up petition for 2nd control Period as Annexure-I | Submitted vide Distribution True-up petition for 2nd control Period as Annexure-I
909 | C10-E/s to3x15 KVA DTR onSS-XII at Venk | MAHABOOBNAGAR | 07.06.2012 | 0.013879 | Submitted vide Distribution True-up petition for 2nd control Period as Annexure-I | Submitted vide Distribution True-up petition for 2nd control Period as Annexure-I
910 | C10-Erection of 100KVA Addl DTR on SS-I | MAHABOOBNAGAR | 07.06.2012 | 0.016583 | Submitted vide Distribution True-up petition for 2nd control Period as Annexure-I | Submitted vide Distribution True-up petition for 2nd control Period as Annexure-I
911 | C10-Erection of 63KVA Addl DTR on SS-V | MAHABOOBNAGAR | 07.06.2012 | 0.013123 | Submitted vide Distribution True-up petition for 2nd control Period as Annexure-I | Submitted vide Distribution True-up petition for 2nd control Period as Annexure-I
912 | C10-231/9-10/DE/25KVA on 100KVA SS-at N | MAHABOOBNAGAR | 07.06.2012 | 0.011704 | Submitted vide Distribution True-up petition for 2nd control Period as Annexure-I | Submitted vide Distribution True-up petition for 2nd control Period as Annexure-I
913 | C10-Erection of 100KVA Add,DTR on exist | MAHABOOBNAGAR | 07.06.2012 | 0.018083 | Submitted vide Distribution True-up petition for 2nd control Period as Annexure-I | Submitted vide Distribution True-up petition for 2nd control Period as Annexure-I
914 | C10-Erection of 1x15KVA Add,DTR on SS-I | MAHABOOBNAGAR | 04.10.2013 | 0.0070602 | Submitted vide Distribution True-up petition for 2nd control Period as Annexure-I | Submitted vide Distribution True-up petition for 2nd control Period as Annexure-I
915 | C10-Erection of 3No 10KVA DTR on SS-VII | MAHABOOBNAGAR | 07.06.2012 | 0.0060719 | Submitted vide Distribution True-up petition for 2nd control Period as Annexure-I | Submitted vide Distribution True-up petition for 2nd control Period as Annexure-I
916 | C10-E/sfor 5Nos Agl timers 3╪ Shadnagar | MAHABOOBNAGAR | 07.06.2012 | 0.0023034 | Submitted vide Distribution True-up petition for 2nd control Period as Annexure-I | Submitted vide Distribution True-up petition for 2nd control Period as Annexure-I
917 | C10-Enhancmnt 63KVA to 100 KVA DTR SS-6 | MAHABOOBNAGAR | 07.06.2012 | 0.013565 | Submitted vide Distribution True-up petition for 2nd control Period as Annexure-I | Submitted vide Distribution True-up petition for 2nd control Period as Annexure-I
918 | C10-Enhancmnt 3x5KVA to 100 DTR SS-14 a | MAHABOOBNAGAR | 07.06.2012 | 0.013565 | Submitted vide Distribution True-up petition for 2nd control Period as Annexure-I | Submitted vide Distribution True-up petition for 2nd control Period as Annexure-I
919 | C10-Replmnt of 13Nos 3╪meters, LT TVR m | MAHABOOBNAGAR | 07.06.2012 | 0.0018313 | Submitted vide Distribution True-up petition for 2nd control Period as Annexure-I | Submitted vide Distribution True-up petition for 2nd control Period as Annexure-I
920 | C10-Replmnt of 10Nos 3╪meters, LT TVRme | MAHABOOBNAGAR | 07.06.2012 | 0.0018313 | Submitted vide Distribution True-up petition for 2nd control Period as Annexure-I | Submitted vide Distribution True-up petition for 2nd control Period as Annexure-I
921 | C10-Replmnt of 13Nos 3╪meters, LT TVR m | MAHABOOBNAGAR | 07.06.2012 | 0.01093 | Submitted vide Distribution True-up petition for 2nd control Period as Annexure-I | Submitted vide Distribution True-up petition for 2nd control Period as Annexure-I
922 | C10-Eisto 1No 100 KVADTR on SS-69 Shadn | MAHABOOBNAGAR | 07.06.2012 | 0.017415 | Submitted vide Distribution True-up petition for 2nd control Period as Annexure-I | Submitted vide Distribution True-up petition for 2nd control Period as Annexure-I
923 | C10-E/s to 1No 100KVADTR SS-7 Beemaram | MAHABOOBNAGAR | 07.06.2012 | 0.018331 | Submitted vide Distribution True-up petition for 2nd control Period as Annexure-I | Submitted vide Distribution True-up petition for 2nd control Period as Annexure-I
924 | C10-E/s to 1No 100KVADTR SS-5 Beemaram | MAHABOOBNAGAR | 07.06.2012 | 0.021264 | Submitted vide Distribution True-up petition for 2nd control Period as Annexure-I | Submitted vide Distribution True-up petition for 2nd control Period as Annexure-I
925 | C10-E/sto 1No 100 KVADTR on SS-28 at Ka | MAHABOOBNAGAR | 07.06.2012 | 0.020661 | Submitted vide Distribution True-up petition for 2nd control Period as Annexure-I | Submitted vide Distribution True-up petition for 2nd control Period as Annexure-I
926 | C10-E/s for shifting of S╪ meteravailab | MAHABOOBNAGAR | 07.06.2012 | 0.0049723 | Submitted vide Distribution True-up petition for 2nd control Period as Annexure-I | Submitted vide Distribution True-up petition for 2nd control Period as Annexure-I
927 | C10-Erection of 100KVA Add,DTR on exist | MAHABOOBNAGAR | 07.06.2012 | 0.017682 | Submitted vide Distribution True-up petition for 2nd control Period as Annexure-I | Submitted vide Distribution True-up petition for 2nd control Period as Annexure-I
928 | C10-Erection of 1 Nos.100kva Bekkarpall | MAHABOOBNAGAR | 07.06.2012 | 0.016725 | Submitted vide Distribution True-up petition for 2nd control Period as Annexure-I | Submitted vide Distribution True-up petition for 2nd control Period as Annexure-I
929 | C10-Providg of cable in place of LTS╪2w | MAHABOOBNAGAR | 14.04.2011 | 0.005786 | Submitted vide Distribution True-up petition for 2nd control Period as Annexure-I | Submitted vide Distribution True-up petition for 2nd control Period as Annexure-I
930 | C10-Providg of cable in place of LTS╪2w | MAHABOOBNAGAR | 15.08.2011 | 0.0058231 | Submitted vide Distribution True-up petition for 2nd control Period as Annexure-I | Submitted vide Distribution True-up petition for 2nd control Period as Annexure-I
931 | C10-Providing of cable in place of LTS╪ | MAHABOOBNAGAR | 28.10.2011 | 0.0066732 | Submitted vide Distribution True-up petition for 2nd control Period as Annexure-I | Submitted vide Distribution True-up petition for 2nd control Period as Annexure-I
932 | C10-Ext of suply 5x40Wats SL GP Surpanc | MAHABOOBNAGAR | 22.04.2011 | 0.0058781 | Submitted vide Distribution True-up petition for 2nd control Period as Annexure-I | Submitted vide Distribution True-up petition for 2nd control Period as Annexure-I
933 | C10-100KVA Add,DTR at Kollur(V) i | MAHABOOBNAGAR | 07.06.2012 | 0.019427 | Submitted vide Distribution True-up petition for 2nd control Period as Annexure-I | Submitted vide Distribution True-up petition for 2nd control Period as Annexure-I
934 | C10-350/9-10/DE/2X16KVA DTR on SS-V,Bud | MAHABOOBNAGAR | 07.06.2012 | 0.01709 | Submitted vide Distribution True-up petition for 2nd control Period as Annexure-I | Submitted vide Distribution True-up petition for 2nd control Period as Annexure-I
935 | C10-236/9-10/DE/shifting 15KVA DTR on S | MAHABOOBNAGAR | 07.06.2012 | 0.0016318 | Submitted vide Distribution True-up petition for 2nd control Period as Annexure-I | Submitted vide Distribution True-up petition for 2nd control Period as Annexure-I
936 | C10-Prov, of 6Nos Agl, loads monitoring | MAHABOOBNAGAR | 04.06.2011 | 0.003062 | Submitted vide Distribution True-up petition for 2nd control Period as Annexure-I | Submitted vide Distribution True-up petition for 2nd control Period as Annexure-I
937 | C10-Providing of 100 KVA DTR on SS-19 a | MAHABOOBNAGAR | 07.06.2012 | 0.011822 | Submitted vide Distribution True-up petition for 2nd control Period as Annexure-I | Submitted vide Distribution True-up petition for 2nd control Period as Annexure-I
938 | C10- Erection of 100KVA Addl DTR on SS- | MAHABOOBNAGAR | 07.06.2012 | 0.011822 | Submitted vide Distribution True-up petition for 2nd control Period as Annexure-I | Submitted vide Distribution True-up petition for 2nd control Period as Annexure-I
939 | C10-Enhance of T/F 63 KVA to 100 KVA at | MAHABOOBNAGAR | 27.11.2012 | 0.0088202 | Submitted vide Distribution True-up petition for 2nd control Period as Annexure-I | Submitted vide Distribution True-up petition for 2nd control Period as Annexure-I
940 | C10-Erection of 2.0KM LT AB Cable on ex | MAHABOOBNAGAR | 25.06.2011 | 0.0085801 | Submitted vide Distribution True-up petition for 2nd control Period as Annexure-I | Submitted vide Distribution True-up petition for 2nd control Period as Annexure-I
941 | C10-Erection of 100KVA Add,DTR on SS-I | MAHABOOBNAGAR | 07.06.2012 | 0.0163 | Submitted vide Distribution True-up petition for 2nd control Period as Annexure-I | Submitted vide Distribution True-up petition for 2nd control Period as Annexure-I
942 | C10-Erection of 100KVA DTR inplace of t | MAHABOOBNAGAR | 07.06.2012 | 0.013048 | Submitted vide Distribution True-up petition for 2nd control Period as Annexure-I | Submitted vide Distribution True-up petition for 2nd control Period as Annexure-I
943 | C10-Erection of 0.54KM LT AB Cable for | MAHABOOBNAGAR | 20.04.2011 | 0.0037516 | Submitted vide Distribution True-up petition for 2nd control Period as Annexure-I | Submitted vide Distribution True-up petition for 2nd control Period as Annexure-I
944 | C10-E/s for shifting of S╪ 47 meteravai | MAHABOOBNAGAR | 07.06.2012 | 0.0026483 | Submitted vide Distribution True-up petition for 2nd control Period as Annexure-I | Submitted vide Distribution True-up petition for 2nd control Period as Annexure-I
945 | C10-177/9-10/DE/100KVAon100KVA7 at Konk | MAHABOOBNAGAR | 07.06.2012 | 0.019699 | Submitted vide Distribution True-up petition for 2nd control Period as Annexure-I | Submitted vide Distribution True-up petition for 2nd control Period as Annexure-I
946 | C10-178/9-10/DE/100KVAon100KVA X at Wa | MAHABOOBNAGAR | 07.06.2012 | 0.018603 | Submitted vide Distribution True-up petition for 2nd control Period as Annexure-I | Submitted vide Distribution True-up petition for 2nd control Period as Annexure-I
947 | C10-179/9-10/DE/100KVAonSS-8at Jakkired | MAHABOOBNAGAR | 07.06.2012 | 0.022913 | Submitted vide Distribution True-up petition for 2nd control Period as Annexure-I | Submitted vide Distribution True-up petition for 2nd control Period as Annexure-I
948 | C10-Erection of 25KVA Add,DTR onssII Na | MAHABOOBNAGAR | 07.06.2012 | 0.014517 | Submitted vide Distribution True-up petition for 2nd control Period as Annexure-I | Submitted vide Distribution True-up petition for 2nd control Period as Annexure-I
949 | C10-591/8-9/DE/25KVAon63KVA SS-3 at Bur | MAHABOOBNAGAR | 07.06.2012 | 0.01172 | Submitted vide Distribution True-up petition for 2nd control Period as Annexure-I | Submitted vide Distribution True-up petition for 2nd control Period as Annexure-I
950 | C10-Ext of HTsuply to 250 HP at Kalwaku | MAHABOOBNAGAR | 08.06.2011 | 0.0034868 | Submitted vide Distribution True-up petition for 2nd control Period as Annexure-I | Submitted vide Distribution True-up petition for 2nd control Period as Annexure-I
951 | C10-E/s to 1No 25 KVADTR on SS-14-18-00 | MAHABOOBNAGAR | 07.06.2012 | 0.016878 | Submitted vide Distribution True-up petition for 2nd control Period as Annexure-I | Submitted vide Distribution True-up petition for 2nd control Period as Annexure-I
952 | C10-E/s to1No25KVADTR SS-14-18-21-007Di | MAHABOOBNAGAR | 07.06.2012 | 0.012394 | Submitted vide Distribution True-up petition for 2nd control Period as Annexure-I | Submitted vide Distribution True-up petition for 2nd control Period as Annexure-I
953 | C10-E/s to1No25KVADTR onSS-14-18-020-00 | MAHABOOBNAGAR | 07.06.2012 | 0.011659 | Submitted vide Distribution True-up petition for 2nd control Period as Annexure-I | Submitted vide Distribution True-up petition for 2nd control Period as Annexure-I
954 | C10-E/s to 1No25KVADTR onSS-14-18-14-32 | MAHABOOBNAGAR | 07.06.2012 | 0.012394 | Submitted vide Distribution True-up petition for 2nd control Period as Annexure-I | Submitted vide Distribution True-up petition for 2nd control Period as Annexure-I
955 | C10-erection of 100KVA DTR on SS-i at S | MAHABOOBNAGAR | 07.06.2012 | 0.018646 | Submitted vide Distribution True-up petition for 2nd control Period as Annexure-I | Submitted vide Distribution True-up petition for 2nd control Period as Annexure-I
956 | C10-E/s to 1No25KVADTR onSS-14-18-18-02 | MAHABOOBNAGAR | 07.06.2012 | 0.0095043 | Submitted vide Distribution True-up petition for 2nd control Period as Annexure-I | Submitted vide Distribution True-up petition for 2nd control Period as Annexure-I
957 | C10-E/s to 1No25KVADTR onSS-14-18-002-1 | MAHABOOBNAGAR | 07.06.2012 | 0.011192 | Submitted vide Distribution True-up petition for 2nd control Period as Annexure-I | Submitted vide Distribution True-up petition for 2nd control Period as Annexure-I
958 | C10-E/s to 1No 25 KVADTR on SS-14-18- M | MAHABOOBNAGAR | 07.06.2012 | 0.011973 | Submitted vide Distribution True-up petition for 2nd control Period as Annexure-I | Submitted vide Distribution True-up petition for 2nd control Period as Annexure-I
959 | C10-E/s to 1No 25 KVADTR on SS-14-18-12 | MAHABOOBNAGAR | 07.06.2012 | 0.010145 | Submitted vide Distribution True-up petition for 2nd control Period as Annexure-I | Submitted vide Distribution True-up petition for 2nd control Period as Annexure-I
960 | C10-E/s to 1No 100 KVA DTR SS-II at Ve | MAHABOOBNAGAR | 07.06.2012 | 0.016419 | Submitted vide Distribution True-up petition for 2nd control Period as Annexure-I | Submitted vide Distribution True-up petition for 2nd control Period as Annexure-I
961 | C10-Erection of 25KVA Add,DTR onIV exi | MAHABOOBNAGAR | 07.06.2012 | 0.015843 | Submitted vide Distribution True-up petition for 2nd control Period as Annexure-I | Submitted vide Distribution True-up petition for 2nd control Period as Annexure-I
962 | C10-er3x15 KVA S╪ Addl.DTRSS-12 at Elli | MAHABOOBNAGAR | 07.06.2012 | 0.0075956 | Submitted vide Distribution True-up petition for 2nd control Period as Annexure-I | Submitted vide Distribution True-up petition for 2nd control Period as Annexure-I
963 | C10-er3x10 KVA S╪ Addl.DTRSS-5 at Chilk | MAHABOOBNAGAR | 07.06.2012 | 0.006178 | Submitted vide Distribution True-up petition for 2nd control Period as Annexure-I | Submitted vide Distribution True-up petition for 2nd control Period as Annexure-I
964 | C10-er3x15 KVA 3╪ Addl.DTRSS-1 at Kamsa | MAHABOOBNAGAR | 07.06.2012 | 0.0075956 | Submitted vide Distribution True-up petition for 2nd control Period as Annexure-I | Submitted vide Distribution True-up petition for 2nd control Period as Annexure-I
965 | C10-er3x15 KVA 3╪ Addl.DTRSS-27 at Moga | MAHABOOBNAGAR | 07.06.2012 | 0.0075956 | Submitted vide Distribution True-up petition for 2nd control Period as Annexure-I | Submitted vide Distribution True-up petition for 2nd control Period as Annexure-I
966 | C10-er3x10 KVA S╪ Addl.DTRSS-25 at Burg | MAHABOOBNAGAR | 07.06.2012 | 0.006178 | Submitted vide Distribution True-up petition for 2nd control Period as Annexure-I | Submitted vide Distribution True-up petition for 2nd control Period as Annexure-I
967 | C10-er3x10 KVA S╪ Addl.DTRSS-6 at Madhu | MAHABOOBNAGAR | 07.06.2012 | 0.0061783 | Submitted vide Distribution True-up petition for 2nd control Period as Annexure-I | Submitted vide Distribution True-up petition for 2nd control Period as Annexure-I
968 | C10-er3x10 KVA S╪ Addl.DTRSS-5 at Chowl | MAHABOOBNAGAR | 07.06.2012 | 0.0061783 | Submitted vide Distribution True-up petition for 2nd control Period as Annexure-I | Submitted vide Distribution True-up petition for 2nd control Period as Annexure-I
969 | C10-er3x10 KVA 3╪ Addl.DTRSS-12 at Kasi | MAHABOOBNAGAR | 07.06.2012 | 0.0054341 | Submitted vide Distribution True-up petition for 2nd control Period as Annexure-I | Submitted vide Distribution True-up petition for 2nd control Period as Annexure-I
970 | C10-Erection of 63KVA Add,DTR on existi | MAHABOOBNAGAR | 07.06.2012 | 0.011456 | Submitted vide Distribution True-up petition for 2nd control Period as Annexure-I | Submitted vide Distribution True-up petition for 2nd control Period as Annexure-I
971 | C10-594/8-9/DE/2x25KVA on100KVA SS-4at | MAHABOOBNAGAR | 07.06.2012 | 0.021709 | Submitted vide Distribution True-up petition for 2nd control Period as Annexure-I | Submitted vide Distribution True-up petition for 2nd control Period as Annexure-I
972 | C10-Enhancement of 1nos.100KVA to 160 K | MAHABOOBNAGAR | 07.06.2012 | 0.015869 | Submitted vide Distribution True-up petition for 2nd control Period as Annexure-I | Submitted vide Distribution True-up petition for 2nd control Period as Annexure-I
973 | C10-117/08-09/DE/100KVA on 100KVA SS-2 | MAHABOOBNAGAR | 07.06.2012 | 0.016215 | Submitted vide Distribution True-up petition for 2nd control Period as Annexure-I | Submitted vide Distribution True-up petition for 2nd control Period as Annexure-I
974 | C10-201/08-09/DE/100KVA on 100KVA SS-11 | MAHABOOBNAGAR | 07.06.2012 | 0.016503 | Submitted vide Distribution True-up petition for 2nd control Period as Annexure-I | Submitted vide Distribution True-up petition for 2nd control Period as Annexure-I
975 | C10-Erection of 25KVA Add,DTR at Husnab | MAHABOOBNAGAR | 07.06.2012 | 0.015672 | Submitted vide Distribution True-up petition for 2nd control Period as Annexure-I | Submitted vide Distribution True-up petition for 2nd control Period as Annexure-I
976 | C10-Enhancement of 63 to 100 KVA DTR at | MAHABOOBNAGAR | 27.11.2012 | 0.013997 | Submitted vide Distribution True-up petition for 2nd control Period as Annexure-I | Submitted vide Distribution True-up petition for 2nd control Period as Annexure-I
977 | C10-711/8-9/DE/25KVAon100KVASS-1at chen | MAHABOOBNAGAR | 07.06.2012 | 0.0079049 | Submitted vide Distribution True-up petition for 2nd control Period as Annexure-I | Submitted vide Distribution True-up petition for 2nd control Period as Annexure-I
978 | C10-E/s to 1No 100 KVADTR on SS-4 at Go | MAHABOOBNAGAR | 07.06.2012 | 0.017414 | Submitted vide Distribution True-up petition for 2nd control Period as Annexure-I | Submitted vide Distribution True-up petition for 2nd control Period as Annexure-I
979 | C10-Erection of 25KVA Add,DTR on existi | MAHABOOBNAGAR | 07.06.2012 | 0.0070801 | Submitted vide Distribution True-up petition for 2nd control Period as Annexure-I | Submitted vide Distribution True-up petition for 2nd control Period as Annexure-I
980 | C10-Erectof1No.11KV VCB for11KVRngprfee | MAHABOOBNAGAR | 07.06.2012 | 0.026331 | Submitted vide Distribution True-up petition for 2nd control Period as Annexure-I | Submitted vide Distribution True-up petition for 2nd control Period as Annexure-I
981 | C10-E/S to 5x40w Street lights for elec | MAHABOOBNAGAR | 18.02.2012 | 0.012827 | Submitted vide Distribution True-up petition for 2nd control Period as Annexure-I | Submitted vide Distribution True-up petition for 2nd control Period as Annexure-I
982 | C10-Erection of 100KVA Add,DTR on exist | MAHABOOBNAGAR | 07.06.2012 | 0.0022423 | Submitted vide Distribution True-up petition for 2nd control Period as Annexure-I | Submitted vide Distribution True-up petition for 2nd control Period as Annexure-I
983 | C10-723/8-9/DE/25KVAon3x15KVA SS-3atChe | MAHABOOBNAGAR | 07.06.2012 | 0.0075821 | Submitted vide Distribution True-up petition for 2nd control Period as Annexure-I | Submitted vide Distribution True-up petition for 2nd control Period as Annexure-I
984 | C10-Eisto 1No 25KVADTR on SS-2 at Baira | MAHABOOBNAGAR | 07.06.2012 | 0.010757 | Submitted vide Distribution True-up petition for 2nd control Period as Annexure-I | Submitted vide Distribution True-up petition for 2nd control Period as Annexure-I
985 | C10-E/s to 1No 25 KVA DTR on SS-16 at C | MAHABOOBNAGAR | 07.06.2012 | 0.014067 | Submitted vide Distribution True-up petition for 2nd control Period as Annexure-I | Submitted vide Distribution True-up petition for 2nd control Period as Annexure-I
986 | C10-282/8-9/DE/63KVA on 100KVASS-2 at | MAHABOOBNAGAR | 07.06.2012 | 0.018037 | Submitted vide Distribution True-up petition for 2nd control Period as Annexure-I | Submitted vide Distribution True-up petition for 2nd control Period as Annexure-I
987 | C10-Erection of 3Nos.15KVA DTR's on SS- | MAHABOOBNAGAR | 07.06.2012 | 0.013582 | Submitted vide Distribution True-up petition for 2nd control Period as Annexure-I | Submitted vide Distribution True-up petition for 2nd control Period as Annexure-I
988 | C10-Enhanmnt from 63 to 100 KVA DTR SS- | MAHABOOBNAGAR | 07.06.2012 | 0.012701 | Submitted vide Distribution True-up petition for 2nd control Period as Annexure-I | Submitted vide Distribution True-up petition for 2nd control Period as Annexure-I
989 | C10-Erection of 25KVA Add,DTR on existi | MAHABOOBNAGAR | 07.06.2012 | 0.0093917 | Submitted vide Distribution True-up petition for 2nd control Period as Annexure-I | Submitted vide Distribution True-up petition for 2nd control Period as Annexure-I
990 | C10-710/8-9/DE/100KVAon100KVASS-8at KRc | MAHABOOBNAGAR | 07.06.2012 | 0.018 | Submitted vide Distribution True-up petition for 2nd control Period as Annexure-I | Submitted vide Distribution True-up petition for 2nd control Period as Annexure-I
991 | C10-721/8-9/DE/100KVAon100KVASS-10atMad | MAHABOOBNAGAR | 07.06.2012 | 0.018308 | Submitted vide Distribution True-up petition for 2nd control Period as Annexure-I | Submitted vide Distribution True-up petition for 2nd control Period as Annexure-I
992 | C10-E/S to 5x40W Street lig, for electr | MAHABOOBNAGAR | 17.03.2012 | 0.015993 | Submitted vide Distribution True-up petition for 2nd control Period as Annexure-I | Submitted vide Distribution True-up petition for 2nd control Period as Annexure-I
993 | C10-E/S to 5x40W Street lig, for electr | MAHABOOBNAGAR | 17.03.2012 | 0.00912 | Submitted vide Distribution True-up petition for 2nd control Period as Annexure-I | Submitted vide Distribution True-up petition for 2nd control Period as Annexure-I
994 | C10-E/S to 5x40W Street lig, for electr | MAHABOOBNAGAR | 17.03.2012 | 0.015431 | Submitted vide Distribution True-up petition for 2nd control Period as Annexure-I | Submitted vide Distribution True-up petition for 2nd control Period as Annexure-I
995 | C10-E/S to 5x40W Street lig, for electr | MAHABOOBNAGAR | 21.12.2011 | 0.01189 | Submitted vide Distribution True-up petition for 2nd control Period as Annexure-I | Submitted vide Distribution True-up petition for 2nd control Period as Annexure-I
996 | C10-E/S to 5x40W Street lig, for electr | MAHABOOBNAGAR | 17.03.2012 | 0.015767 | Submitted vide Distribution True-up petition for 2nd control Period as Annexure-I | Submitted vide Distribution True-up petition for 2nd control Period as Annexure-I
997 | C10-Erection of 100KVA DTR on SS-VII at | MAHABOOBNAGAR | 07.06.2012 | 0.015942 | Submitted vide Distribution True-up petition for 2nd control Period as Annexure-I | Submitted vide Distribution True-up petition for 2nd control Period as Annexure-I
998 | C10-Erection of 2x25KVA Add,DTR on exis | MAHABOOBNAGAR | 07.06.2012 | 0.017008 | Submitted vide Distribution True-up petition for 2nd control Period as Annexure-I | Submitted vide Distribution True-up petition for 2nd control Period as Annexure-I
999 | C10-E/S to 5x40w Str lights for electri | MAHABOOBNAGAR | 29.04.2011 | 0.0086517 | Submitted vide Distribution True-up petition for 2nd control Period as Annexure-I | Submitted vide Distribution True-up petition for 2nd control Period as Annexure-I
1000 | C10-E/sto 1No25KVADTR SS-4 Raviched in | MAHABOOBNAGAR | 07.06.2012 | 0.0098424 | Submitted vide Distribution True-up petition for 2nd control Period as Annexure-I | Submitted vide Distribution True-up petition for 2nd control Period as Annexure-I
1001 | C10-E/s to 1No 100 KVADTR on SS-21 Burg | MAHABOOBNAGAR | 07.06.2012 | 0.020087 | Submitted vide Distribution True-up petition for 2nd control Period as Annexure-I | Submitted vide Distribution True-up petition for 2nd control Period as Annexure-I
1002 | C10-E/sto 1No100KVADTR at Gajulapet,Add | MAHABOOBNAGAR | 07.06.2012 | 0.018754 | Submitted vide Distribution True-up petition for 2nd control Period as Annexure-I | Submitted vide Distribution True-up petition for 2nd control Period as Annexure-I
1003 | C10-Erection of 25KVA Add,DTR on existi | MAHABOOBNAGAR | 07.06.2012 | 0.0095986 | Submitted vide Distribution True-up petition for 2nd control Period as Annexure-I | Submitted vide Distribution True-up petition for 2nd control Period as Annexure-I
1004 | C10-Erection of 25KVA Add,DTR on existi | MAHABOOBNAGAR | 07.06.2012 | 0.0088853 | Submitted vide Distribution True-up petition for 2nd control Period as Annexure-I | Submitted vide Distribution True-up petition for 2nd control Period as Annexure-I
1005 | C10-Erection of 25KVA Add,DTR on SS-I a | MAHABOOBNAGAR | 07.06.2012 | 0.013079 | Submitted vide Distribution True-up petition for 2nd control Period as Annexure-I | Submitted vide Distribution True-up petition for 2nd control Period as Annexure-I
1006 | C10-63KVA addl.DTR on Dachakpally-IV in | MAHABOOBNAGAR | 07.06.2012 | 0.012231 | Submitted vide Distribution True-up petition for 2nd control Period as Annexure-I | Submitted vide Distribution True-up petition for 2nd control Period as Annexure-I
1007 | C10-Enhancement of 63 to 100 KVA DTR on | MAHABOOBNAGAR | 07.06.2012 | 0.0045494 | Submitted vide Distribution True-up petition for 2nd control Period as Annexure-I | Submitted vide Distribution True-up petition for 2nd control Period as Annexure-I
1008 | C10-Erection of 25KVA Add,DTR on existi | MAHABOOBNAGAR | 07.06.2012 | 0.0085561 | Submitted vide Distribution True-up petition for 2nd control Period as Annexure-I | Submitted vide Distribution True-up petition for 2nd control Period as Annexure-I
1009 | C10-Eperation of 5Nos Agl load Balanaga | MAHABOOBNAGAR | 07.06.2012 | 0.015684 | Submitted vide Distribution True-up petition for 2nd control Period as Annexure-I | Submitted vide Distribution True-up petition for 2nd control Period as Annexure-I
1010 | C10-Enhancmnt of 63 to 100 kVA DTR at S | MAHABOOBNAGAR | 07.06.2012 | 0.012532 | Submitted vide Distribution True-up petition for 2nd control Period as Annexure-I | Submitted vide Distribution True-up petition for 2nd control Period as Annexure-I
1011 | C10-63KVA addl.DTR on Hanwada-V in Hanw | MAHABOOBNAGAR | 07.06.2012 | 0.011078 | Submitted vide Distribution True-up petition for 2nd control Period as Annexure-I | Submitted vide Distribution True-up petition for 2nd control Period as Annexure-I
1012 | C10-Electrification of 5x40SLight Ediga | MAHABOOBNAGAR | 28.04.2011 | 0.0049795 | Submitted vide Distribution True-up petition for 2nd control Period as Annexure-I | Submitted vide Distribution True-up petition for 2nd control Period as Annexure-I
1013 | C10-5x40 streetlights PochammagadaTanda | MAHABOOBNAGAR | 28.04.2011 | 0.0018354 | Submitted vide Distribution True-up petition for 2nd control Period as Annexure-I | Submitted vide Distribution True-up petition for 2nd control Period as Annexure-I
1014 | C10-Erection of 25KVA Add,DTR on existi | MAHABOOBNAGAR | 07.06.2012 | 0.013457 | Submitted vide Distribution True-up petition for 2nd control Period as Annexure-I | Submitted vide Distribution True-up petition for 2nd control Period as Annexure-I
1015 | C10-E/s1Noexisting ScNo.44at Gowthapur( | MAHABOOBNAGAR | 07.06.2012 | 0.0011012 | Submitted vide Distribution True-up petition for 2nd control Period as Annexure-I | Submitted vide Distribution True-up petition for 2nd control Period as Annexure-I
1016 | C10-E/sto 1No15KVADTR S╪at RC Tanda in | MAHABOOBNAGAR | 07.06.2012 | 0.0046817 | Submitted vide Distribution True-up petition for 2nd control Period as Annexure-I | Submitted vide Distribution True-up petition for 2nd control Period as Annexure-I
1017 | C10-Eisto 1No 100 KVADTR on SS-4 Annasa | MAHABOOBNAGAR | 07.06.2012 | 0.017828 | Submitted vide Distribution True-up petition for 2nd control Period as Annexure-I | Submitted vide Distribution True-up petition for 2nd control Period as Annexure-I
1018 | C10-Eisto 1No 100KVADTR on SS-3 Laxmina | MAHABOOBNAGAR | 07.06.2012 | 0.017284 | Submitted vide Distribution True-up petition for 2nd control Period as Annexure-I | Submitted vide Distribution True-up petition for 2nd control Period as Annexure-I
1019 | C10-E/sto 1No100KVADTR SS-16 at Talakon | MAHABOOBNAGAR | 07.06.2012 | 0.019327 | Submitted vide Distribution True-up petition for 2nd control Period as Annexure-I | Submitted vide Distribution True-up petition for 2nd control Period as Annexure-I
1020 | C10-E/s to 1No 63KVA DTR on SS-I at Chi | MAHABOOBNAGAR | 07.06.2012 | 5.324e-05 | Submitted vide Distribution True-up petition for 2nd control Period as Annexure-I | Submitted vide Distribution True-up petition for 2nd control Period as Annexure-I
1021 | C10-Shifting of 100KVA DTR on SS-X at K | MAHABOOBNAGAR | 07.06.2012 | 0.003162 | Submitted vide Distribution True-up petition for 2nd control Period as Annexure-I | Submitted vide Distribution True-up petition for 2nd control Period as Annexure-I
1022 | C10-Elecfctn of WSC colony at Ippalapal | MAHABOOBNAGAR | 26.08.2011 | 0.020043 | Submitted vide Distribution True-up petition for 2nd control Period as Annexure-I | Submitted vide Distribution True-up petition for 2nd control Period as Annexure-I
1023 | C10-Elecfctn of SC&BCcolony at Lingamda | MAHABOOBNAGAR | 26.08.2011 | 0.017546 | Submitted vide Distribution True-up petition for 2nd control Period as Annexure-I | Submitted vide Distribution True-up petition for 2nd control Period as Annexure-I
1024 | C10-Elecfctn of SC&BCcolony at Bhadhana | MAHABOOBNAGAR | 26.08.2011 | 0.020612 | Submitted vide Distribution True-up petition for 2nd control Period as Annexure-I | Submitted vide Distribution True-up petition for 2nd control Period as Annexure-I
1025 | C10-Elecfctn of WSC colony at Pomalapal | MAHABOOBNAGAR | 26.08.2011 | 0.018877 | Submitted vide Distribution True-up petition for 2nd control Period as Annexure-I | Submitted vide Distribution True-up petition for 2nd control Period as Annexure-I
1026 | C10-Elecfctn of SC&BC colony at Alwal i | MAHABOOBNAGAR | 26.08.2011 | 0.018281 | Submitted vide Distribution True-up petition for 2nd control Period as Annexure-I | Submitted vide Distribution True-up petition for 2nd control Period as Annexure-I
1027 | C10-Elecfctn of WSC colony at Lemamidi | MAHABOOBNAGAR | 26.08.2011 | 0.017482 | Submitted vide Distribution True-up petition for 2nd control Period as Annexure-I | Submitted vide Distribution True-up petition for 2nd control Period as Annexure-I
1028 | C10-E/sto 1No 100 KVADTR on SS-14-18-13 | MAHABOOBNAGAR | 07.06.2012 | 0.017932 | Submitted vide Distribution True-up petition for 2nd control Period as Annexure-I | Submitted vide Distribution True-up petition for 2nd control Period as Annexure-I
1029 | C10-E/sto 2Nos 25 KVADTR on SS-13 at Th | MAHABOOBNAGAR | 07.06.2012 | 0.02101 | Submitted vide Distribution True-up petition for 2nd control Period as Annexure-I | Submitted vide Distribution True-up petition for 2nd control Period as Annexure-I
1030 | C10-Shifting of 100KVA DTR on SS-XII at | MAHABOOBNAGAR | 07.06.2012 | 0.0036192 | Submitted vide Distribution True-up petition for 2nd control Period as Annexure-I | Submitted vide Distribution True-up petition for 2nd control Period as Annexure-I
1031 | C10-Erection of 2x25KVA Add,DTR on exis | MAHABOOBNAGAR | 07.06.2012 | 0.01498 | Submitted vide Distribution True-up petition for 2nd control Period as Annexure-I | Submitted vide Distribution True-up petition for 2nd control Period as Annexure-I
1032 | C10-Erection of 25KVA Add,DTR on existi | MAHABOOBNAGAR | 07.06.2012 | 0.010423 | Submitted vide Distribution True-up petition for 2nd control Period as Annexure-I | Submitted vide Distribution True-up petition for 2nd control Period as Annexure-I
1033 | C10-Erection of 100KVA Add,DTR on exist | MAHABOOBNAGAR | 07.06.2012 | 0.018684 | Submitted vide Distribution True-up petition for 2nd control Period as Annexure-I | Submitted vide Distribution True-up petition for 2nd control Period as Annexure-I
1034 | C10-Erection of 2X25KVA Add,DTR on exis | MAHABOOBNAGAR | 07.06.2012 | 0.020466 | Submitted vide Distribution True-up petition for 2nd control Period as Annexure-I | Submitted vide Distribution True-up petition for 2nd control Period as Annexure-I
1035 | C10-Erec, of 100KVA DTR inplace of Stol | MAHABOOBNAGAR | 07.06.2012 | 0.014329 | Submitted vide Distribution True-up petition for 2nd control Period as Annexure-I | Submitted vide Distribution True-up petition for 2nd control Period as Annexure-I
1036 | C10-Erection of 25KVA Add,DTR to relief | MAHABOOBNAGAR | 07.06.2012 | 0.0082256 | Submitted vide Distribution True-up petition for 2nd control Period as Annexure-I | Submitted vide Distribution True-up petition for 2nd control Period as Annexure-I
1037 | C10-Erection of 25KVA Add,DTR on existi | MAHABOOBNAGAR | 07.06.2012 | 0.013695 | Submitted vide Distribution True-up petition for 2nd control Period as Annexure-I | Submitted vide Distribution True-up petition for 2nd control Period as Annexure-I
1038 | C10-E/stoerecof1No15KVADTR Bhairkampall | MAHABOOBNAGAR | 07.06.2012 | 0.0036839 | Submitted vide Distribution True-up petition for 2nd control Period as Annexure-I | Submitted vide Distribution True-up petition for 2nd control Period as Annexure-I
1039 | C10-E/stoprovdng Intmdtpoles11kV Lemama | MAHABOOBNAGAR | 07.06.2012 | 0.0025488 | Submitted vide Distribution True-up petition for 2nd control Period as Annexure-I | Submitted vide Distribution True-up petition for 2nd control Period as Annexure-I
1040 | C10-E/stoprovdng Intmdtpoles Nirdavelly | MAHABOOBNAGAR | 07.06.2012 | 0.00253 | Submitted vide Distribution True-up petition for 2nd control Period as Annexure-I | Submitted vide Distribution True-up petition for 2nd control Period as Annexure-I
1041 | C10-E/stoprovdng Intmdtpoles Alwal fdr | MAHABOOBNAGAR | 07.06.2012 | 0.0014978 | Submitted vide Distribution True-up petition for 2nd control Period as Annexure-I | Submitted vide Distribution True-up petition for 2nd control Period as Annexure-I
1042 | C10-E/stoprovdng Intmdtpoles K.Pet fdr | MAHABOOBNAGAR | 07.06.2012 | 0.0014593 | Submitted vide Distribution True-up petition for 2nd control Period as Annexure-I | Submitted vide Distribution True-up petition for 2nd control Period as Annexure-I
1043 | C10-E/stoprovdng Intmdtpoles11kVThomedi | MAHABOOBNAGAR | 07.06.2012 | 0.0020328 | Submitted vide Distribution True-up petition for 2nd control Period as Annexure-I | Submitted vide Distribution True-up petition for 2nd control Period as Annexure-I
1044 | C10-E/stoprovdng Intmdtpoles11kV Kothap | MAHABOOBNAGAR | 07.06.2012 | 0.0021524 | Submitted vide Distribution True-up petition for 2nd control Period as Annexure-I | Submitted vide Distribution True-up petition for 2nd control Period as Annexure-I
1045 | C10-E/stoprovdng Intmdtpoles11kVPapired | MAHABOOBNAGAR | 07.06.2012 | 0.0025188 | Submitted vide Distribution True-up petition for 2nd control Period as Annexure-I | Submitted vide Distribution True-up petition for 2nd control Period as Annexure-I
1046 | C10-E/s for providing 8Nos I/m Poles Ke | MAHABOOBNAGAR | 07.06.2012 | 0.0015434 | Submitted vide Distribution True-up petition for 2nd control Period as Annexure-I | Submitted vide Distribution True-up petition for 2nd control Period as Annexure-I
1047 | C10-E/s for providing 9Nos I/M Poles Ke | MAHABOOBNAGAR | 07.06.2012 | 0.0016946 | Submitted vide Distribution True-up petition for 2nd control Period as Annexure-I | Submitted vide Distribution True-up petition for 2nd control Period as Annexure-I
1048 | C10-Erection of 1x100KVA Add,DTR on exi | MAHABOOBNAGAR | 07.06.2012 | 0.023433 | Submitted vide Distribution True-up petition for 2nd control Period as Annexure-I | Submitted vide Distribution True-up petition for 2nd control Period as Annexure-I
1049 | C10-E/sto 1No100KVADTR SS-2 Kalakonda i | MAHABOOBNAGAR | 07.06.2012 | 0.022529 | Submitted vide Distribution True-up petition for 2nd control Period as Annexure-I | Submitted vide Distribution True-up petition for 2nd control Period as Annexure-I
1050 | C10-Enhancement of 63KVA to 100KVA DTR | MAHABOOBNAGAR | 27.11.2012 | 0.0063949 | Submitted vide Distribution True-up petition for 2nd control Period as Annexure-I | Submitted vide Distribution True-up petition for 2nd control Period as Annexure-I
1051 | C10-Erection of 63KVA Add,DTR on existi | MAHABOOBNAGAR | 07.06.2012 | 0.015881 | Submitted vide Distribution True-up petition for 2nd control Period as Annexure-I | Submitted vide Distribution True-up petition for 2nd control Period as Annexure-I
1052 | C10-Erection of 15KVA Addl, DTR on Exis | MAHABOOBNAGAR | 07.06.2012 | 0.0050183 | Submitted vide Distribution True-up petition for 2nd control Period as Annexure-I | Submitted vide Distribution True-up petition for 2nd control Period as Annexure-I
1053 | C10-Erection of 100KVA Add,DTR on exist | MAHABOOBNAGAR | 07.06.2012 | 0.017173 | Submitted vide Distribution True-up petition for 2nd control Period as Annexure-I | Submitted vide Distribution True-up petition for 2nd control Period as Annexure-I
1054 | C10-Erection of 25KVA Add,DTR on existi | MAHABOOBNAGAR | 07.06.2012 | 0.014697 | Submitted vide Distribution True-up petition for 2nd control Period as Annexure-I | Submitted vide Distribution True-up petition for 2nd control Period as Annexure-I
1055 | C10-Erection of 100KVA Add DTR on exist | MAHABOOBNAGAR | 07.06.2012 | 0.019605 | Submitted vide Distribution True-up petition for 2nd control Period as Annexure-I | Submitted vide Distribution True-up petition for 2nd control Period as Annexure-I
1056 | C10-Enahancement of 63 to 100KVA DTR on | MAHABOOBNAGAR | 27.11.2012 | 0.016151 | Submitted vide Distribution True-up petition for 2nd control Period as Annexure-I | Submitted vide Distribution True-up petition for 2nd control Period as Annexure-I
1057 | C10-Erection of 100KVA Add,DTR on exist | MAHABOOBNAGAR | 07.06.2012 | 0.02135 | Submitted vide Distribution True-up petition for 2nd control Period as Annexure-I | Submitted vide Distribution True-up petition for 2nd control Period as Annexure-I
1058 | C10-Erection of 25KVA Addl, DTR on Exis | MAHABOOBNAGAR | 07.06.2012 | 0.0088604 | Submitted vide Distribution True-up petition for 2nd control Period as Annexure-I | Submitted vide Distribution True-up petition for 2nd control Period as Annexure-I
1059 | C10-Erection of 11 KV VCB at Macharam, | MAHABOOBNAGAR | 07.06.2012 | 0.0038236 | Submitted vide Distribution True-up petition for 2nd control Period as Annexure-I | Submitted vide Distribution True-up petition for 2nd control Period as Annexure-I
1060 | C10-Erec of 11 KV VCB Brguply feeder in | MAHABOOBNAGAR | 07.06.2012 | 0.0040932 | Submitted vide Distribution True-up petition for 2nd control Period as Annexure-I | Submitted vide Distribution True-up petition for 2nd control Period as Annexure-I
1061 | C10-586/8-9/DE/100KVAon100KVA SS-15at M | MAHABOOBNAGAR | 07.06.2012 | 0.018168 | Submitted vide Distribution True-up petition for 2nd control Period as Annexure-I | Submitted vide Distribution True-up petition for 2nd control Period as Annexure-I
1062 | C10-Erection of 100KVA DTR inplace of t | MAHABOOBNAGAR | 07.06.2012 | 0.014599 | Submitted vide Distribution True-up petition for 2nd control Period as Annexure-I | Submitted vide Distribution True-up petition for 2nd control Period as Annexure-I
1063 | C10-Erection of 1x25KVA Add,DTR on exis | MAHABOOBNAGAR | 07.06.2012 | 0.010529 | Submitted vide Distribution True-up petition for 2nd control Period as Annexure-I | Submitted vide Distribution True-up petition for 2nd control Period as Annexure-I
1064 | C10-Erection of 2x25KVA Add,DTR on exis | MAHABOOBNAGAR | 07.06.2012 | 0.0226 | Submitted vide Distribution True-up petition for 2nd control Period as Annexure-I | Submitted vide Distribution True-up petition for 2nd control Period as Annexure-I
1065 | C10-E/sto 1No100KVADTR SS-2 Thimmapur i | MAHABOOBNAGAR | 07.06.2012 | 0.019966 | Submitted vide Distribution True-up petition for 2nd control Period as Annexure-I | Submitted vide Distribution True-up petition for 2nd control Period as Annexure-I
1066 | C10-Erection of 2X25KVA Add,DTR on exis | MAHABOOBNAGAR | 07.06.2012 | 0.011196 | Submitted vide Distribution True-up petition for 2nd control Period as Annexure-I | Submitted vide Distribution True-up petition for 2nd control Period as Annexure-I
1067 | C10-Erec of 1No. 100 KVA DTR on SS-7 Ma | MAHABOOBNAGAR | 07.06.2012 | 0.023172 | Submitted vide Distribution True-up petition for 2nd control Period as Annexure-I | Submitted vide Distribution True-up petition for 2nd control Period as Annexure-I
1068 | C10-Erection of 1No.63KVA DTR SS-I Mach | MAHABOOBNAGAR | 07.06.2012 | 0.011375 | Submitted vide Distribution True-up petition for 2nd control Period as Annexure-I | Submitted vide Distribution True-up petition for 2nd control Period as Annexure-I
1069 | C10-Enhancement of 63 to 100KVA DTR on | MAHABOOBNAGAR | 07.06.2012 | 0.0045494 | Submitted vide Distribution True-up petition for 2nd control Period as Annexure-I | Submitted vide Distribution True-up petition for 2nd control Period as Annexure-I
1070 | C10-Erection of 2MVAR Capacitor Bank at | MAHABOOBNAGAR | 07.06.2012 | 0.0050275 | Submitted vide Distribution True-up petition for 2nd control Period as Annexure-I | Submitted vide Distribution True-up petition for 2nd control Period as Annexure-I
1071 | C10-E/sto 1No 25 KVADTR on SS-1419-17-2 | MAHABOOBNAGAR | 07.06.2012 | 0.014766 | Submitted vide Distribution True-up petition for 2nd control Period as Annexure-I | Submitted vide Distribution True-up petition for 2nd control Period as Annexure-I
1072 | C10-Erection of 25KVA Add,DTR on existi | MAHABOOBNAGAR | 07.06.2012 | 0.0059311 | Submitted vide Distribution True-up petition for 2nd control Period as Annexure-I | Submitted vide Distribution True-up petition for 2nd control Period as Annexure-I
1073 | C10-Provding of 10nos.C.I Pipe earthing | MAHABOOBNAGAR | 07.06.2012 | 0.0045085 | Submitted vide Distribution True-up petition for 2nd control Period as Annexure-I | Submitted vide Distribution True-up petition for 2nd control Period as Annexure-I
1074 | C10-Erection of 100KVA DTR on SS-II at | MAHABOOBNAGAR | 07.06.2012 | 0.031718 | Submitted vide Distribution True-up petition for 2nd control Period as Annexure-I | Submitted vide Distribution True-up petition for 2nd control Period as Annexure-I
1075 | C10-Erection of 2X25KVA Add,DTR on exis | MAHABOOBNAGAR | 07.06.2012 | 0.023838 | Submitted vide Distribution True-up petition for 2nd control Period as Annexure-I | Submitted vide Distribution True-up petition for 2nd control Period as Annexure-I
1076 | C10-Erection of 1x25KVA Add,DTR on exis | MAHABOOBNAGAR | 07.06.2012 | 0.017847 | Submitted vide Distribution True-up petition for 2nd control Period as Annexure-I | Submitted vide Distribution True-up petition for 2nd control Period as Annexure-I
1077 | C10-Erection of 1 No 63 KVA Addl, DTR a | MAHABOOBNAGAR | 07.06.2012 | 0.016383 | Submitted vide Distribution True-up petition for 2nd control Period as Annexure-I | Submitted vide Distribution True-up petition for 2nd control Period as Annexure-I
1078 | C10-Erection of 1 No 63 KVA Addl, DTR a | MAHABOOBNAGAR | 07.06.2012 | 0.0067494 | Submitted vide Distribution True-up petition for 2nd control Period as Annexure-I | Submitted vide Distribution True-up petition for 2nd control Period as Annexure-I
1079 | C10-63KVA addl.DTR on Naginonipally-III | MAHABOOBNAGAR | 07.06.2012 | 0.01112 | Submitted vide Distribution True-up petition for 2nd control Period as Annexure-I | Submitted vide Distribution True-up petition for 2nd control Period as Annexure-I
1080 | C10-Eisto 1No 100 KVADTR on SS-V at Pan | MAHABOOBNAGAR | 07.06.2012 | 0.019735 | Submitted vide Distribution True-up petition for 2nd control Period as Annexure-I | Submitted vide Distribution True-up petition for 2nd control Period as Annexure-I
1081 | C10-Elecfctn of SC&BC colony at Yaruvak | MAHABOOBNAGAR | 26.08.2011 | 0.0081407 | Submitted vide Distribution True-up petition for 2nd control Period as Annexure-I | Submitted vide Distribution True-up petition for 2nd control Period as Annexure-I
1082 | C10-Elecfctn of SC&BC colony at Kakanur | MAHABOOBNAGAR | 26.08.2011 | 0.018129 | Submitted vide Distribution True-up petition for 2nd control Period as Annexure-I | Submitted vide Distribution True-up petition for 2nd control Period as Annexure-I
1083 | C10-Elecfctn of ST colony at Bairkhanpa | MAHABOOBNAGAR | 26.08.2011 | 0.018711 | Submitted vide Distribution True-up petition for 2nd control Period as Annexure-I | Submitted vide Distribution True-up petition for 2nd control Period as Annexure-I
1084 | C10-ERR.of.11kv AB swiches,hg fuse sets | MAHABOOBNAGAR | 07.06.2012 | 0.00036036 | Submitted vide Distribution True-up petition for 2nd control Period as Annexure-I | Submitted vide Distribution True-up petition for 2nd control Period as Annexure-I
1085 | C10-Erection of 1x25KVA Add,DTR on exis | MAHABOOBNAGAR | 07.06.2012 | 0.012201 | Submitted vide Distribution True-up petition for 2nd control Period as Annexure-I | Submitted vide Distribution True-up petition for 2nd control Period as Annexure-I
1086 | C10-729/8-9/DE/63KVAon100KVASS-3at Penc | MAHABOOBNAGAR | 07.06.2012 | 0.012211 | Submitted vide Distribution True-up petition for 2nd control Period as Annexure-I | Submitted vide Distribution True-up petition for 2nd control Period as Annexure-I
1087 | C10-E/S to 4Nos 5HP Agl, loads at Palle | MAHABOOBNAGAR | 23.12.2011 | 0.019243 | Submitted vide Distribution True-up petition for 2nd control Period as Annexure-I | Submitted vide Distribution True-up petition for 2nd control Period as Annexure-I
1088 | C14-Ext of suply 1No. 10 KW N/D load at | MAHABOOBNAGAR | 06.05.2011 | 0.009921 | Submitted vide Distribution True-up petition for 2nd control Period as Annexure-I | Submitted vide Distribution True-up petition for 2nd control Period as Annexure-I
1089 | C14-E/s toM/sSri Navadurga Billet MGPR | MAHABOOBNAGAR | 28.05.2011 | 0.085825 | Submitted vide Distribution True-up petition for 2nd control Period as Annexure-I | Submitted vide Distribution True-up petition for 2nd control Period as Annexure-I
1090 | C10-E/s to 5x40w for electri, of Imda | MAHABOOBNAGAR | 31.01.2012 | 0.0062382 | Submitted vide Distribution True-up petition for 2nd control Period as Annexure-I | Submitted vide Distribution True-up petition for 2nd control Period as Annexure-I
1091 | C10-5x40W Street lightsat kothagattutha | MAHABOOBNAGAR | 12.05.2011 | 0.0044305 | Submitted vide Distribution True-up petition for 2nd control Period as Annexure-I | Submitted vide Distribution True-up petition for 2nd control Period as Annexure-I
1092 | C10- 5x40W Street light at kothaparevul | MAHABOOBNAGAR | 17.03.2012 | 0.0084471 | Submitted vide Distribution True-up petition for 2nd control Period as Annexure-I | Submitted vide Distribution True-up petition for 2nd control Period as Annexure-I
1093 | C10-Enhance, 250KVA to 315KVA On SG-I a | MAHABOOBNAGAR | 11.01.2012 | 0.041957 | Submitted vide Distribution True-up petition for 2nd control Period as Annexure-I | Submitted vide Distribution True-up petition for 2nd control Period as Annexure-I
1094 | C10-15KVA DTR on SS-I at ThumpallY | MAHABOOBNAGAR | 16.05.2011 | 0.0065762 | Submitted vide Distribution True-up petition for 2nd control Period as Annexure-I | Submitted vide Distribution True-up petition for 2nd control Period as Annexure-I
1095 | C14- E/s to 1No 10KW N/D load to M/S Bh | MAHABOOBNAGAR | 03.06.2011 | 0.00015791 | Submitted vide Distribution True-up petition for 2nd control Period as Annexure-I | Submitted vide Distribution True-up petition for 2nd control Period as Annexure-I
1096 | C10-rection of 15KVA DTR on SS-I at Jur | MAHABOOBNAGAR | 16.05.2011 | 0.0033522 | Submitted vide Distribution True-up petition for 2nd control Period as Annexure-I | Submitted vide Distribution True-up petition for 2nd control Period as Annexure-I
1097 | C10-15KVA DTR on SS-I at Rechinthala | MAHABOOBNAGAR | 16.05.2011 | 0.010524 | Submitted vide Distribution True-up petition for 2nd control Period as Annexure-I | Submitted vide Distribution True-up petition for 2nd control Period as Annexure-I
1098 | C10-15KVA DTR on SS-I at Mulamalla | MAHABOOBNAGAR | 16.05.2011 | 0.0065762 | Submitted vide Distribution True-up petition for 2nd control Period as Annexure-I | Submitted vide Distribution True-up petition for 2nd control Period as Annexure-I
1099 | C10-Erection of 15KVA DTR on SS-I at Go | MAHABOOBNAGAR | 16.05.2011 | 0.0065762 | Submitted vide Distribution True-up petition for 2nd control Period as Annexure-I | Submitted vide Distribution True-up petition for 2nd control Period as Annexure-I
1100 | C14-Ext of suply 1No 74HP Indl load at | MAHABOOBNAGAR | 06.06.2011 | 0.013753 | Submitted vide Distribution True-up petition for 2nd control Period as Annexure-I | Submitted vide Distribution True-up petition for 2nd control Period as Annexure-I
1101 | C14-Ext of suply to 1no. 74HP Indl load | MAHABOOBNAGAR | 28.02.2012 | 0.02142 | Submitted vide Distribution True-up petition for 2nd control Period as Annexure-I | Submitted vide Distribution True-up petition for 2nd control Period as Annexure-I
1102 | C10-100 Addl DTR on ss-IX at Polepally | MAHABOOBNAGAR | 25.08.2011 | 0.0026224 | Submitted vide Distribution True-up petition for 2nd control Period as Annexure-I | Submitted vide Distribution True-up petition for 2nd control Period as Annexure-I
1103 | C10-Erection of 25 KVA DTR on | MAHABOOBNAGAR | 25.08.2011 | 0.00567 | Submitted vide Distribution True-up petition for 2nd control Period as Annexure-I | Submitted vide Distribution True-up petition for 2nd control Period as Annexure-I
1104 | C14-E/s to 1No 3KW and 29Nos 1KW Domest | MAHABOOBNAGAR | 09.02.2012 | 0.019358 | Submitted vide Distribution True-up petition for 2nd control Period as Annexure-I | Submitted vide Distribution True-up petition for 2nd control Period as Annexure-I
1105 | C14-E/s to 1No 3KW and 25Nos 1KW Domest | MAHABOOBNAGAR | 09.02.2012 | 0.013586 | Submitted vide Distribution True-up petition for 2nd control Period as Annexure-I | Submitted vide Distribution True-up petition for 2nd control Period as Annexure-I
1106 | C10-3x15KVA DTR SS-I at Balakistapurtha | MAHABOOBNAGAR | 19.05.2011 | 0.016394 | Submitted vide Distribution True-up petition for 2nd control Period as Annexure-I | Submitted vide Distribution True-up petition for 2nd control Period as Annexure-I
1107 | C10-Erection of 3x15KVA DTR's on SS-I a | MAHABOOBNAGAR | 05.01.2012 | 0.011567 | Submitted vide Distribution True-up petition for 2nd control Period as Annexure-I | Submitted vide Distribution True-up petition for 2nd control Period as Annexure-I
1108 | C10-Eisto 1No 100 KVADTR on SS-3 at Thi | MAHABOOBNAGAR | 07.06.2012 | 0.018996 | Submitted vide Distribution True-up petition for 2nd control Period as Annexure-I | Submitted vide Distribution True-up petition for 2nd control Period as Annexure-I
1109 | C10-25KVA Addl DTR on SS-II at NANDIGAM | MAHABOOBNAGAR | 23.04.2019 | 0.018519 | Submitted vide Distribution True-up petition for 2nd control Period as Annexure-I | Submitted vide Distribution True-up petition for 2nd control Period as Annexure-I
1110 | C10-25KVA Add,DTR on SSII EKKAMED | MAHABOOBNAGAR | 07.06.2012 | 0.012055 | Submitted vide Distribution True-up petition for 2nd control Period as Annexure-I | Submitted vide Distribution True-up petition for 2nd control Period as Annexure-I
1111 | C10-E/s to 1No 25 KVADTR on SS-52 at Ch | MAHABOOBNAGAR | 07.06.2012 | 0.013907 | Submitted vide Distribution True-up petition for 2nd control Period as Annexure-I | Submitted vide Distribution True-up petition for 2nd control Period as Annexure-I
1112 | C10-100KVA DTR on SS-V at Abhangaptnam | MAHABOOBNAGAR | 07.06.2012 | 0.017379 | Submitted vide Distribution True-up petition for 2nd control Period as Annexure-I | Submitted vide Distribution True-up petition for 2nd control Period as Annexure-I
1113 | C14- E/s to 1No 10KW N/D load to M/S Bh | MAHABOOBNAGAR | 16.05.2011 | 0.00018773 | Submitted vide Distribution True-up petition for 2nd control Period as Annexure-I | Submitted vide Distribution True-up petition for 2nd control Period as Annexure-I
1114 | C10-Ere of 2.0KM LT AB Cable Serivenkat | MAHABOOBNAGAR | 03.06.2011 | 0.0062514 | Submitted vide Distribution True-up petition for 2nd control Period as Annexure-I | Submitted vide Distribution True-up petition for 2nd control Period as Annexure-I
1115 | C10-Erection of 2.0KM LT AB Cable Rampu | MAHABOOBNAGAR | 16.06.2011 | 0.0060556 | Submitted vide Distribution True-up petition for 2nd control Period as Annexure-I | Submitted vide Distribution True-up petition for 2nd control Period as Annexure-I
1116 | C14-E/S OF M/S TANMAYI ISPATH LTD UDITY | MAHABOOBNAGAR | 28.05.2011 | 0.2374 | Submitted vide Distribution True-up petition for 2nd control Period as Annexure-I | Submitted vide Distribution True-up petition for 2nd control Period as Annexure-I
1117 | C14-Ext of suply 1No 4KW N/D load at Ch | MAHABOOBNAGAR | 16.05.2011 | 0.0036141 | Submitted vide Distribution True-up petition for 2nd control Period as Annexure-I | Submitted vide Distribution True-up petition for 2nd control Period as Annexure-I
1118 | C10-100KVA DTR on SS-VIII at Pinnamchar | MAHABOOBNAGAR | 16.05.2011 | 0.016645 | Submitted vide Distribution True-up petition for 2nd control Period as Annexure-I | Submitted vide Distribution True-up petition for 2nd control Period as Annexure-I
1119 | C14-E/s1No 5HP M/S HanumanSawmill HASNA | MAHABOOBNAGAR | 25.01.2012 | 0.0053203 | Submitted vide Distribution True-up petition for 2nd control Period as Annexure-I | Submitted vide Distribution True-up petition for 2nd control Period as Annexure-I
1120 | C10-Erection of 63KVA DTR on SS-ii AT U | MAHABOOBNAGAR | 27.03.2012 | 0.017867 | Submitted vide Distribution True-up petition for 2nd control Period as Annexure-I | Submitted vide Distribution True-up petition for 2nd control Period as Annexure-I
1121 | C14-Ext of supply to 1No 74HP Indl load | MAHABOOBNAGAR | 21.07.2011 | 0.026852 | Submitted vide Distribution True-up petition for 2nd control Period as Annexure-I | Submitted vide Distribution True-up petition for 2nd control Period as Annexure-I
1122 | C10-Enhancment 63KVA to 100KVA DTR on S | MAHABOOBNAGAR | 07.06.2012 | 0.011953 | Submitted vide Distribution True-up petition for 2nd control Period as Annexure-I | Submitted vide Distribution True-up petition for 2nd control Period as Annexure-I
1123 | C10-Enhancment 63KVA to 100 DTR at Than | MAHABOOBNAGAR | 07.06.2012 | 0.012082 | Submitted vide Distribution True-up petition for 2nd control Period as Annexure-I | Submitted vide Distribution True-up petition for 2nd control Period as Annexure-I
1124 | C10-E/s to 1No 25KVA DTR on SS-14-18-02 | MAHABOOBNAGAR | 07.06.2012 | 0.00021345 | Submitted vide Distribution True-up petition for 2nd control Period as Annexure-I | Submitted vide Distribution True-up petition for 2nd control Period as Annexure-I
1125 | C10-E/s to 1No25 KVADTR on SS-7 at Panj | MAHABOOBNAGAR | 07.06.2012 | 0.011062 | Submitted vide Distribution True-up petition for 2nd control Period as Annexure-I | Submitted vide Distribution True-up petition for 2nd control Period as Annexure-I
1126 | C10-E/s to 25 KVA DTR on SS-VIat Jeedip | MAHABOOBNAGAR | 07.06.2012 | 0.01415 | Submitted vide Distribution True-up petition for 2nd control Period as Annexure-I | Submitted vide Distribution True-up petition for 2nd control Period as Annexure-I
1127 | C10-100kva on ss-IV at sangaipally | MAHABOOBNAGAR | 07.06.2012 | 0.020114 | Submitted vide Distribution True-up petition for 2nd control Period as Annexure-I | Submitted vide Distribution True-up petition for 2nd control Period as Annexure-I
1128 | C10-Ere of 100KVA DTR on SS-VII at Yenu | MAHABOOBNAGAR | 01.05.2011 | 0.027593 | Submitted vide Distribution True-up petition for 2nd control Period as Annexure-I | Submitted vide Distribution True-up petition for 2nd control Period as Annexure-I
1129 | C14-9/9-10/DE/1No.2 KW ND load to Nagai | MAHABOOBNAGAR | 10.06.2011 | 0.0036672 | Submitted vide Distribution True-up petition for 2nd control Period as Annexure-I | Submitted vide Distribution True-up petition for 2nd control Period as Annexure-I
1130 | C14-12/9-10/2KW ND load to B.V.Subba Ra | MAHABOOBNAGAR | 25.05.2011 | 0.003104 | Submitted vide Distribution True-up petition for 2nd control Period as Annexure-I | Submitted vide Distribution True-up petition for 2nd control Period as Annexure-I
1131 | C14-Ext of1No 74HP Indl load at Nagasal | MAHABOOBNAGAR | 01.06.2011 | 0.01592 | Submitted vide Distribution True-up petition for 2nd control Period as Annexure-I | Submitted vide Distribution True-up petition for 2nd control Period as Annexure-I
1132 | C10-100KVA Add,DTR on SSII at PACHADEVP | MAHABOOBNAGAR | 07.06.2012 | 0.013832 | Submitted vide Distribution True-up petition for 2nd control Period as Annexure-I | Submitted vide Distribution True-up petition for 2nd control Period as Annexure-I
1133 | C10-Er of 100KVADTR on SS-XIV at Appann | MAHABOOBNAGAR | 07.06.2012 | 0.015202 | Submitted vide Distribution True-up petition for 2nd control Period as Annexure-I | Submitted vide Distribution True-up petition for 2nd control Period as Annexure-I
1134 | C10-Ereof 100KVA DTR on SS-II at Katrev | MAHABOOBNAGAR | 07.06.2012 | 0.015161 | Submitted vide Distribution True-up petition for 2nd control Period as Annexure-I | Submitted vide Distribution True-up petition for 2nd control Period as Annexure-I
1135 | C14-E/s to 1No 10KW N/D load to M/S Ind | MAHABOOBNAGAR | 24.05.2011 | 0.00018773 | Submitted vide Distribution True-up petition for 2nd control Period as Annexure-I | Submitted vide Distribution True-up petition for 2nd control Period as Annexure-I
1136 | C10-Ere of 1No.11KV VCB 33/11KV SS Thim | MAHABOOBNAGAR | 06.06.2011 | 0.0032097 | Submitted vide Distribution True-up petition for 2nd control Period as Annexure-I | Submitted vide Distribution True-up petition for 2nd control Period as Annexure-I
1137 | C10-Ere of 1No.11KV VCB 33/11KV SS Thim | MAHABOOBNAGAR | 06.06.2011 | 0.0032298 | Submitted vide Distribution True-up petition for 2nd control Period as Annexure-I | Submitted vide Distribution True-up petition for 2nd control Period as Annexure-I
1138 | C14-Ext of 1No 49 HP Indl load at Jadch | MAHABOOBNAGAR | 01.06.2011 | 0.0076968 | Submitted vide Distribution True-up petition for 2nd control Period as Annexure-I | Submitted vide Distribution True-up petition for 2nd control Period as Annexure-I
1139 | C14-E/s to 1No 10KW N/D load to M/S Ind | MAHABOOBNAGAR | 01.02.2012 | 0.0096889 | Submitted vide Distribution True-up petition for 2nd control Period as Annexure-I | Submitted vide Distribution True-up petition for 2nd control Period as Annexure-I
1140 | C14-Ext of 1No 150HP Indlload at Bodaja | MAHABOOBNAGAR | 25.04.2011 | 0.02892 | Submitted vide Distribution True-up petition for 2nd control Period as Annexure-I | Submitted vide Distribution True-up petition for 2nd control Period as Annexure-I
1141 | C14-E/s to 1No 74HP Industrial load to | MAHABOOBNAGAR | 10.02.2012 | 0.018851 | Submitted vide Distribution True-up petition for 2nd control Period as Annexure-I | Submitted vide Distribution True-up petition for 2nd control Period as Annexure-I
1142 | C14-E/s for M/s Thermo cables Ltd GIP | MAHABOOBNAGAR | 28.05.2011 | 0.046299 | Submitted vide Distribution True-up petition for 2nd control Period as Annexure-I | Submitted vide Distribution True-up petition for 2nd control Period as Annexure-I
1143 | C10-Ere of2.0Km 11KV line interlinking | MAHABOOBNAGAR | 07.06.2012 | 0.029276 | Submitted vide Distribution True-up petition for 2nd control Period as Annexure-I | Submitted vide Distribution True-up petition for 2nd control Period as Annexure-I
1144 | C10-346/9-10/DE/10No.sEarths of S-PhDTR | MAHABOOBNAGAR | 07.06.2012 | 0.004675 | Submitted vide Distribution True-up petition for 2nd control Period as Annexure-I | Submitted vide Distribution True-up petition for 2nd control Period as Annexure-I
1145 | C10-347/9-10/DE/10No.sEarths of S-PhDTR | MAHABOOBNAGAR | 07.06.2012 | 0.004675 | Submitted vide Distribution True-up petition for 2nd control Period as Annexure-I | Submitted vide Distribution True-up petition for 2nd control Period as Annexure-I
1146 | C10-Replcmnt of damaged 11KV condr Gang | MAHABOOBNAGAR | 07.06.2012 | 0.020258 | Submitted vide Distribution True-up petition for 2nd control Period as Annexure-I | Submitted vide Distribution True-up petition for 2nd control Period as Annexure-I
1147 | C10-Ereof100KVA Addl DTR on SS-VIII KAM | MAHABOOBNAGAR | 07.06.2012 | 0.019976 | Submitted vide Distribution True-up petition for 2nd control Period as Annexure-I | Submitted vide Distribution True-up petition for 2nd control Period as Annexure-I
1148 | C10-Ereof100KVADTR SS-VIat Chadranaikt | MAHABOOBNAGAR | 07.06.2012 | 0.021254 | Submitted vide Distribution True-up petition for 2nd control Period as Annexure-I | Submitted vide Distribution True-up petition for 2nd control Period as Annexure-I
1149 | C14-Ext of suply 1No 15KW Domestic at M | MAHABOOBNAGAR | 27.05.2011 | 0.0028497 | Submitted vide Distribution True-up petition for 2nd control Period as Annexure-I | Submitted vide Distribution True-up petition for 2nd control Period as Annexure-I
1150 | C14-Ext of suply to1No. 1KW Domestic lo | MAHABOOBNAGAR | 16.05.2011 | 0.0018266 | Submitted vide Distribution True-up petition for 2nd control Period as Annexure-I | Submitted vide Distribution True-up petition for 2nd control Period as Annexure-I
1151 | C10-56Nos 3╪ EEmeters PWS bores at Jadc | MAHABOOBNAGAR | 01.05.2011 | 0.013963 | Submitted vide Distribution True-up petition for 2nd control Period as Annexure-I | Submitted vide Distribution True-up petition for 2nd control Period as Annexure-I
1152 | C10-Erection of 100KVA Add,DTR on exist | MAHABOOBNAGAR | 07.06.2012 | 0.014172 | Submitted vide Distribution True-up petition for 2nd control Period as Annexure-I | Submitted vide Distribution True-up petition for 2nd control Period as Annexure-I
1153 | C10-Ere25KVA Addl DTR on SS-II at Krish | MAHABOOBNAGAR | 07.06.2012 | 0.0080916 | Submitted vide Distribution True-up petition for 2nd control Period as Annexure-I | Submitted vide Distribution True-up petition for 2nd control Period as Annexure-I
1154 | C10-Erection of 25KVA Addl DTR on SS-I | MAHABOOBNAGAR | 07.06.2012 | 0.0084226 | Submitted vide Distribution True-up petition for 2nd control Period as Annexure-I | Submitted vide Distribution True-up petition for 2nd control Period as Annexure-I
1155 | C10-Enhancement of 3x1to 100KVA DTR SS- | MAHABOOBNAGAR | 10.08.2011 | 0.016462 | Submitted vide Distribution True-up petition for 2nd control Period as Annexure-I | Submitted vide Distribution True-up petition for 2nd control Period as Annexure-I
1156 | C10-62Nos 3╪ EEmeters PWS bores at Jadc | MAHABOOBNAGAR | 31.05.2011 | 0.01886 | Submitted vide Distribution True-up petition for 2nd control Period as Annexure-I | Submitted vide Distribution True-up petition for 2nd control Period as Annexure-I
1157 | C14-E/s 1Nos.63HP Industrial load Dalmi | MAHABOOBNAGAR | 11.01.2012 | 0.016942 | Submitted vide Distribution True-up petition for 2nd control Period as Annexure-I | Submitted vide Distribution True-up petition for 2nd control Period as Annexure-I
1158 | C10-29Nos 3╪ EEmeters PWS bores at Jadc | MAHABOOBNAGAR | 01.05.2011 | 0.0014577 | Submitted vide Distribution True-up petition for 2nd control Period as Annexure-I | Submitted vide Distribution True-up petition for 2nd control Period as Annexure-I
1159 | C10-Erection of 3x15KVA Add,DTR to reli | MAHABOOBNAGAR | 07.06.2012 | 0.0012461 | Submitted vide Distribution True-up petition for 2nd control Period as Annexure-I | Submitted vide Distribution True-up petition for 2nd control Period as Annexure-I
1160 | C10-prov, of 20Nos 8.0Mts PSCC intermed | MAHABOOBNAGAR | 07.06.2012 | 0.0019565 | Submitted vide Distribution True-up petition for 2nd control Period as Annexure-I | Submitted vide Distribution True-up petition for 2nd control Period as Annexure-I
1161 | C14-e/s 25 kw nondomestic load and 4 no | MAHABOOBNAGAR | 15.02.2012 | 0.00037901 | Submitted vide Distribution True-up petition for 2nd control Period as Annexure-I | Submitted vide Distribution True-up petition for 2nd control Period as Annexure-I
1162 | C14-E/s to 1No. 12KW Non-Domestic Relia | MAHABOOBNAGAR | 13.06.2011 | 0.00018773 | Submitted vide Distribution True-up petition for 2nd control Period as Annexure-I | Submitted vide Distribution True-up petition for 2nd control Period as Annexure-I
1163 | C14-E/s to 1No. 12KW Non-Domestic load | MAHABOOBNAGAR | 16.06.2011 | 0.00018773 | Submitted vide Distribution True-up petition for 2nd control Period as Annexure-I | Submitted vide Distribution True-up petition for 2nd control Period as Annexure-I
1164 | C14-E/s to HT Supply to M/s L&T Polepal | MAHABOOBNAGAR | 05.01.2012 | 0.0097167 | Submitted vide Distribution True-up petition for 2nd control Period as Annexure-I | Submitted vide Distribution True-up petition for 2nd control Period as Annexure-I
1165 | C14-20/9-10/1 KW Dom.load to B.Krishnai | MAHABOOBNAGAR | 25.05.2011 | 0.0049594 | Submitted vide Distribution True-up petition for 2nd control Period as Annexure-I | Submitted vide Distribution True-up petition for 2nd control Period as Annexure-I
1166 | C14-Ext of suply 1No 3KW N/D load at Ip | MAHABOOBNAGAR | 06.06.2011 | 0.003 | Submitted vide Distribution True-up petition for 2nd control Period as Annexure-I | Submitted vide Distribution True-up petition for 2nd control Period as Annexure-I
1167 | C10-100KVA Addl DTR on SS-III atIppatoo | MAHABOOBNAGAR | 24.04.2011 | 0.023878 | Submitted vide Distribution True-up petition for 2nd control Period as Annexure-I | Submitted vide Distribution True-up petition for 2nd control Period as Annexure-I
1168 | C14-Ext of suply to 1No. 74HP Indl load | MAHABOOBNAGAR | 02.06.2011 | 0.031131 | Submitted vide Distribution True-up petition for 2nd control Period as Annexure-I | Submitted vide Distribution True-up petition for 2nd control Period as Annexure-I
1169 | C10-Erection of 2.0KM LT AB Cable on ex | MAHABOOBNAGAR | 18.08.2011 | 0.0066732 | Submitted vide Distribution True-up petition for 2nd control Period as Annexure-I | Submitted vide Distribution True-up petition for 2nd control Period as Annexure-I
1170 | C14-E/s to 1No 10KW N/D load to M/S TOW | MAHABOOBNAGAR | 04.06.2011 | 0.00015791 | Submitted vide Distribution True-up petition for 2nd control Period as Annexure-I | Submitted vide Distribution True-up petition for 2nd control Period as Annexure-I
1171 | C14-E/s to 1No 10KW N/D load to M/S Ind | MAHABOOBNAGAR | 24.05.2011 | 0.00015791 | Submitted vide Distribution True-up petition for 2nd control Period as Annexure-I | Submitted vide Distribution True-up petition for 2nd control Period as Annexure-I
1172 | C10-Erection of 2.0KM LT AB Cable on ex | MAHABOOBNAGAR | 09.09.2011 | 0.0030278 | Submitted vide Distribution True-up petition for 2nd control Period as Annexure-I | Submitted vide Distribution True-up petition for 2nd control Period as Annexure-I
1173 | C10-Electrification of colony Pilligund | MAHABOOBNAGAR | 24.04.2011 | 0.0033456 | Submitted vide Distribution True-up petition for 2nd control Period as Annexure-I | Submitted vide Distribution True-up petition for 2nd control Period as Annexure-I
1174 | C10-Provding of 10nos.C.I Pipe earthing | MAHABOOBNAGAR | 07.06.2012 | 0.0042521 | Submitted vide Distribution True-up petition for 2nd control Period as Annexure-I | Submitted vide Distribution True-up petition for 2nd control Period as Annexure-I
1175 | C10-Provding of 10nos.C.I Pipe earthing | MAHABOOBNAGAR | 07.06.2012 | 0.0042521 | Submitted vide Distribution True-up petition for 2nd control Period as Annexure-I | Submitted vide Distribution True-up petition for 2nd control Period as Annexure-I
1176 | C10-Provding of 10nos.C.I Pipe earthing | MAHABOOBNAGAR | 07.06.2012 | 0.0042521 | Submitted vide Distribution True-up petition for 2nd control Period as Annexure-I | Submitted vide Distribution True-up petition for 2nd control Period as Annexure-I
1177 | C10-Ere 1nos.100kva on ss-xxv atKosgi | MAHABOOBNAGAR | 07.06.2012 | 0.017295 | Submitted vide Distribution True-up petition for 2nd control Period as Annexure-I | Submitted vide Distribution True-up petition for 2nd control Period as Annexure-I
1178 | C10-Enhancement of 63 KVA to100 DTR SS- | MAHABOOBNAGAR | 04.02.2012 | 0.015734 | Submitted vide Distribution True-up petition for 2nd control Period as Annexure-I | Submitted vide Distribution True-up petition for 2nd control Period as Annexure-I
1179 | C14-Ext of suply to 1No.5KW N/D load at | MAHABOOBNAGAR | 07.06.2011 | 0.014495 | Submitted vide Distribution True-up petition for 2nd control Period as Annexure-I | Submitted vide Distribution True-up petition for 2nd control Period as Annexure-I
1180 | C10-100KV A Add,DTR on SS-II Rekulachow | MAHABOOBNAGAR | 10.06.2011 | 0.023751 | Submitted vide Distribution True-up petition for 2nd control Period as Annexure-I | Submitted vide Distribution True-up petition for 2nd control Period as Annexure-I
1181 | C10-E/s to 1No 100 KVADTR on SS-3 at Pu | MAHABOOBNAGAR | 07.06.2012 | 0.02107 | Submitted vide Distribution True-up petition for 2nd control Period as Annexure-I | Submitted vide Distribution True-up petition for 2nd control Period as Annexure-I
1182 | C10-E/s to 1No 25KVADTR on SS-I at UIpp | MAHABOOBNAGAR | 07.06.2012 | 0.011204 | Submitted vide Distribution True-up petition for 2nd control Period as Annexure-I | Submitted vide Distribution True-up petition for 2nd control Period as Annexure-I
1183 | C10-E/sto 1No100KVADTR SS-17 KLadiyalak | MAHABOOBNAGAR | 07.06.2012 | 0.019068 | Submitted vide Distribution True-up petition for 2nd control Period as Annexure-I | Submitted vide Distribution True-up petition for 2nd control Period as Annexure-I
1184 | C10-E/s to 1No 25 KVADTR on SS-39 at Ch | MAHABOOBNAGAR | 07.06.2012 | 0.017479 | Submitted vide Distribution True-up petition for 2nd control Period as Annexure-I | Submitted vide Distribution True-up petition for 2nd control Period as Annexure-I
1185 | C10-Enhancment 63KVA to 100 DTR SS-33 a | MAHABOOBNAGAR | 07.06.2012 | 0.011953 | Submitted vide Distribution True-up petition for 2nd control Period as Annexure-I | Submitted vide Distribution True-up petition for 2nd control Period as Annexure-I
1186 | C10-E/s for re routing 11KVRTC feder,11 | MAHABOOBNAGAR | 07.06.2012 | 0.0012938 | Submitted vide Distribution True-up petition for 2nd control Period as Annexure-I | Submitted vide Distribution True-up petition for 2nd control Period as Annexure-I
1187 | C10-E/s to 1No 100 KVADTR on SS-I Reddi | MAHABOOBNAGAR | 07.06.2012 | 0.0026364 | Submitted vide Distribution True-up petition for 2nd control Period as Annexure-I | Submitted vide Distribution True-up petition for 2nd control Period as Annexure-I
1188 | C10-Providing 8Nos AB switch&HG FSet in | MAHABOOBNAGAR | 07.06.2012 | 0.0059464 | Submitted vide Distribution True-up petition for 2nd control Period as Annexure-I | Submitted vide Distribution True-up petition for 2nd control Period as Annexure-I
1189 | C10-Providing 8Nos AB switch&HG FSet in | MAHABOOBNAGAR | 07.06.2012 | 0.0057293 | Submitted vide Distribution True-up petition for 2nd control Period as Annexure-I | Submitted vide Distribution True-up petition for 2nd control Period as Annexure-I
1190 | C10-E/sto 1No100KVADTR SS-IV Vityala in | MAHABOOBNAGAR | 07.06.2012 | 0.01573 | Submitted vide Distribution True-up petition for 2nd control Period as Annexure-I | Submitted vide Distribution True-up petition for 2nd control Period as Annexure-I
1191 | C10-Ere of 25KVA DTR on SS-IV at Lodhip | MAHABOOBNAGAR | 07.06.2012 | 0.01372 | Submitted vide Distribution True-up petition for 2nd control Period as Annexure-I | Submitted vide Distribution True-up petition for 2nd control Period as Annexure-I
1192 | C10-1x25KVA Add,DTR on SS-I at karukond | MAHABOOBNAGAR | 10.01.2012 | 0.010849 | Submitted vide Distribution True-up petition for 2nd control Period as Annexure-I | Submitted vide Distribution True-up petition for 2nd control Period as Annexure-I
1193 | C10-E/s to 1No 100 KVADTR on SS-1 at Ma | MAHABOOBNAGAR | 07.06.2012 | 0.017969 | Submitted vide Distribution True-up petition for 2nd control Period as Annexure-I | Submitted vide Distribution True-up petition for 2nd control Period as Annexure-I
1194 | C10-Erection of 100kva dtr onssII at Su | MAHABOOBNAGAR | 07.06.2012 | 0.017556 | Submitted vide Distribution True-up petition for 2nd control Period as Annexure-I | Submitted vide Distribution True-up petition for 2nd control Period as Annexure-I
1195 | C10-E/sto 1No100KVADTR W.Tanda,Narsinga | MAHABOOBNAGAR | 07.06.2012 | 0.0031846 | Submitted vide Distribution True-up petition for 2nd control Period as Annexure-I | Submitted vide Distribution True-up petition for 2nd control Period as Annexure-I
1196 | C10-100kva dtr onssII at Saleempur | MAHABOOBNAGAR | 07.06.2012 | 0.020079 | Submitted vide Distribution True-up petition for 2nd control Period as Annexure-I | Submitted vide Distribution True-up petition for 2nd control Period as Annexure-I
1197 | C10-Ereof 25KVA Addl DTR on SS-I at Eru | MAHABOOBNAGAR | 07.06.2012 | 0.012271 | Submitted vide Distribution True-up petition for 2nd control Period as Annexure-I | Submitted vide Distribution True-up petition for 2nd control Period as Annexure-I
1198 | C10-Shifting of Meters to the out side | MAHABOOBNAGAR | 19.04.2011 | 0.0056262 | Submitted vide Distribution True-up petition for 2nd control Period as Annexure-I | Submitted vide Distribution True-up petition for 2nd control Period as Annexure-I
1199 | C10-erection of 25KVA DTR onss-VIII Das | MAHABOOBNAGAR | 22.04.2011 | 0.022656 | Submitted vide Distribution True-up petition for 2nd control Period as Annexure-I | Submitted vide Distribution True-up petition for 2nd control Period as Annexure-I
1200 | C10-Shifting of Meters to the out side | MAHABOOBNAGAR | 16.04.2011 | 0.0056235 | Submitted vide Distribution True-up petition for 2nd control Period as Annexure-I | Submitted vide Distribution True-up petition for 2nd control Period as Annexure-I
1201 | C10-Erection of 2.0KM LT AB Cable on ex | MAHABOOBNAGAR | 04.05.2011 | 0.0067847 | Submitted vide Distribution True-up petition for 2nd control Period as Annexure-I | Submitted vide Distribution True-up petition for 2nd control Period as Annexure-I
1202 | C10-Enhancment 63KVA to 100 DTR on SS-I | MAHABOOBNAGAR | 20.03.2012 | 0.016462 | Submitted vide Distribution True-up petition for 2nd control Period as Annexure-I | Submitted vide Distribution True-up petition for 2nd control Period as Annexure-I
1203 | C10-Erection of 25KVA DTR on SS-I at Mo | MAHABOOBNAGAR | 23.12.2011 | 0.0048967 | Submitted vide Distribution True-up petition for 2nd control Period as Annexure-I | Submitted vide Distribution True-up petition for 2nd control Period as Annexure-I
1204 | C10-Erection of 63KVA DTR on SS-V at Mi | MAHABOOBNAGAR | 27.04.2011 | 0.013646 | Submitted vide Distribution True-up petition for 2nd control Period as Annexure-I | Submitted vide Distribution True-up petition for 2nd control Period as Annexure-I
1205 | C10-Erection of 63KVA DTR on SS-XXIV at | MAHABOOBNAGAR | 19.04.2011 | 0.013568 | Submitted vide Distribution True-up petition for 2nd control Period as Annexure-I | Submitted vide Distribution True-up petition for 2nd control Period as Annexure-I
1206 | C10-Erection of 63KVA DTR on SS-VII at | MAHABOOBNAGAR | 19.04.2011 | 0.012128 | Submitted vide Distribution True-up petition for 2nd control Period as Annexure-I | Submitted vide Distribution True-up petition for 2nd control Period as Annexure-I
1207 | C10- 63KVA Addl DTR on SS-II at SHASANP | MAHABOOBNAGAR | 07.06.2012 | 0.0097133 | Submitted vide Distribution True-up petition for 2nd control Period as Annexure-I | Submitted vide Distribution True-up petition for 2nd control Period as Annexure-I
1208 | C10-100KV Addl DTR on SS-V at MEENIGONI | MAHABOOBNAGAR | 07.06.2012 | 0.01949 | Submitted vide Distribution True-up petition for 2nd control Period as Annexure-I | Submitted vide Distribution True-up petition for 2nd control Period as Annexure-I
1209 | C10-25KVA DTR on SS-III at Challpur | MAHABOOBNAGAR | 07.06.2012 | 0.011134 | Submitted vide Distribution True-up petition for 2nd control Period as Annexure-I | Submitted vide Distribution True-up petition for 2nd control Period as Annexure-I
1210 | C10-1nos.100 KVA onss-I at NAGARAM | MAHABOOBNAGAR | 07.06.2012 | 0.0193 | Submitted vide Distribution True-up petition for 2nd control Period as Annexure-I | Submitted vide Distribution True-up petition for 2nd control Period as Annexure-I
1211 | C10- 25KVA Add,DTR at Mudireddypally | MAHABOOBNAGAR | 07.06.2012 | 0.015956 | Submitted vide Distribution True-up petition for 2nd control Period as Annexure-I | Submitted vide Distribution True-up petition for 2nd control Period as Annexure-I
1212 | C10-1nos.100kva dtr onss-V at Nidjintha | MAHABOOBNAGAR | 07.06.2012 | 0.020813 | Submitted vide Distribution True-up petition for 2nd control Period as Annexure-I | Submitted vide Distribution True-up petition for 2nd control Period as Annexure-I
1213 | C10-Shifting of 100KVA DTR to load Cent | MAHABOOBNAGAR | 07.06.2012 | 0.0052559 | Submitted vide Distribution True-up petition for 2nd control Period as Annexure-I | Submitted vide Distribution True-up petition for 2nd control Period as Annexure-I
1214 | C10-100KVA Addl DTR on SS-II at Thimmar | MAHABOOBNAGAR | 07.06.2012 | 0.020048 | Submitted vide Distribution True-up petition for 2nd control Period as Annexure-I | Submitted vide Distribution True-up petition for 2nd control Period as Annexure-I
1215 | C10-100KVA Addl DTR on SS-III at Nidjin | MAHABOOBNAGAR | 07.06.2012 | 0.019499 | Submitted vide Distribution True-up petition for 2nd control Period as Annexure-I | Submitted vide Distribution True-up petition for 2nd control Period as Annexure-I
1216 | C10-E/sto 3x10KVA to 3x25DTR SS-1 Pothu | MAHABOOBNAGAR | 07.06.2012 | 0.01897 | Submitted vide Distribution True-up petition for 2nd control Period as Annexure-I | Submitted vide Distribution True-up petition for 2nd control Period as Annexure-I
1217 | C10-344/9-10/DE/10No.sEarths of S-PhDTR | MAHABOOBNAGAR | 07.06.2012 | 0.004675 | Submitted vide Distribution True-up petition for 2nd control Period as Annexure-I | Submitted vide Distribution True-up petition for 2nd control Period as Annexure-I
1218 | C10-345/9-10/DE/10No.sEarths of S-PhDTR | MAHABOOBNAGAR | 07.06.2012 | 0.004675 | Submitted vide Distribution True-up petition for 2nd control Period as Annexure-I | Submitted vide Distribution True-up petition for 2nd control Period as Annexure-I
1219 | C10-Ere of1.0Km interlinking line 11KV | MAHABOOBNAGAR | 07.06.2012 | 0.014421 | Submitted vide Distribution True-up petition for 2nd control Period as Annexure-I | Submitted vide Distribution True-up petition for 2nd control Period as Annexure-I
1220 | C10-Erection of 63KVA DTR on SS-XIII at | MAHABOOBNAGAR | 19.04.2011 | 0.012654 | Submitted vide Distribution True-up petition for 2nd control Period as Annexure-I | Submitted vide Distribution True-up petition for 2nd control Period as Annexure-I
1221 | C10-Erection of 63KVA DTR on SS-XVIII a | MAHABOOBNAGAR | 27.04.2011 | 0.013223 | Submitted vide Distribution True-up petition for 2nd control Period as Annexure-I | Submitted vide Distribution True-up petition for 2nd control Period as Annexure-I
1222 | C10-Erection of 63KVA DTR on SS-XXXIII | MAHABOOBNAGAR | 26.04.2011 | 0.0151 | Submitted vide Distribution True-up petition for 2nd control Period as Annexure-I | Submitted vide Distribution True-up petition for 2nd control Period as Annexure-I
1223 | C10-Elec, of WSC at Chitanoor(V) under | MAHABOOBNAGAR | 03.06.2011 | 0.0085664 | Submitted vide Distribution True-up petition for 2nd control Period as Annexure-I | Submitted vide Distribution True-up petition for 2nd control Period as Annexure-I
1224 | C10-Erection of 2.0KM LT AB Cable on ex | MAHABOOBNAGAR | 04.06.2011 | 0.0066071 | Submitted vide Distribution True-up petition for 2nd control Period as Annexure-I | Submitted vide Distribution True-up petition for 2nd control Period as Annexure-I
1225 | C10-E/S to 5x40w Street lights for elec | MAHABOOBNAGAR | 10.02.2012 | 0.014441 | Submitted vide Distribution True-up petition for 2nd control Period as Annexure-I | Submitted vide Distribution True-up petition for 2nd control Period as Annexure-I
1226 | C10-E/S to 5x40w Street lights for elec | MAHABOOBNAGAR | 09.01.2012 | 0.0094597 | Submitted vide Distribution True-up petition for 2nd control Period as Annexure-I | Submitted vide Distribution True-up petition for 2nd control Period as Annexure-I
1227 | C10-E/S to 5x40w Street lights for elec | MAHABOOBNAGAR | 09.01.2012 | 0.014062 | Submitted vide Distribution True-up petition for 2nd control Period as Annexure-I | Submitted vide Distribution True-up petition for 2nd control Period as Annexure-I
1228 | C10-E/S to 5x40w Street lights for elec | MAHABOOBNAGAR | 09.01.2012 | 0.014198 | Submitted vide Distribution True-up petition for 2nd control Period as Annexure-I | Submitted vide Distribution True-up petition for 2nd control Period as Annexure-I
1229 | C10-E/S to 5x40w Street lights for elec | MAHABOOBNAGAR | 09.01.2012 | 0.014244 | Submitted vide Distribution True-up petition for 2nd control Period as Annexure-I | Submitted vide Distribution True-up petition for 2nd control Period as Annexure-I
1230 | C10-e/s providing of 4 nos. AB &HG fuse | MAHABOOBNAGAR | 18.04.2011 | 0.00071218 | Submitted vide Distribution True-up petition for 2nd control Period as Annexure-I | Submitted vide Distribution True-up petition for 2nd control Period as Annexure-I
1231 | C10-100KVA DTR on SS-II at Dinyanaik Th | MAHABOOBNAGAR | 07.06.2012 | 0.015244 | Submitted vide Distribution True-up petition for 2nd control Period as Annexure-I | Submitted vide Distribution True-up petition for 2nd control Period as Annexure-I
1232 | C10- 25KVA Add,DTR on SSIIIat ALLIPUR | MAHABOOBNAGAR | 07.06.2012 | 0.011212 | Submitted vide Distribution True-up petition for 2nd control Period as Annexure-I | Submitted vide Distribution True-up petition for 2nd control Period as Annexure-I
1233 | C10-25KVA DTR on SS-IV at Pallerla | MAHABOOBNAGAR | 07.06.2012 | 0.019396 | Submitted vide Distribution True-up petition for 2nd control Period as Annexure-I | Submitted vide Distribution True-up petition for 2nd control Period as Annexure-I
1234 | C10-100KVA DTR on SS-I at Pilluguttutha | MAHABOOBNAGAR | 07.06.2012 | 0.017564 | Submitted vide Distribution True-up petition for 2nd control Period as Annexure-I | Submitted vide Distribution True-up petition for 2nd control Period as Annexure-I
1235 | C10-100KVA DTR on SS-I at Pallegaddatha | MAHABOOBNAGAR | 07.06.2012 | 0.017516 | Submitted vide Distribution True-up petition for 2nd control Period as Annexure-I | Submitted vide Distribution True-up petition for 2nd control Period as Annexure-I
1236 | C10-25KVA Add,DTR on SSI AT DUPADIGATTU | MAHABOOBNAGAR | 07.06.2012 | 0.012922 | Submitted vide Distribution True-up petition for 2nd control Period as Annexure-I | Submitted vide Distribution True-up petition for 2nd control Period as Annexure-I
1237 | C10-Er 100KVA DTR on SS-II at Pedripad | MAHABOOBNAGAR | 07.06.2012 | 0.0059784 | Submitted vide Distribution True-up petition for 2nd control Period as Annexure-I | Submitted vide Distribution True-up petition for 2nd control Period as Annexure-I
1238 | C10-100KVA DTR on SS-II at Damganpur | MAHABOOBNAGAR | 07.06.2012 | 0.019069 | Submitted vide Distribution True-up petition for 2nd control Period as Annexure-I | Submitted vide Distribution True-up petition for 2nd control Period as Annexure-I
1239 | C10-100KVA DTR on SS-V at Bhuneed | MAHABOOBNAGAR | 07.06.2012 | 0.021204 | Submitted vide Distribution True-up petition for 2nd control Period as Annexure-I | Submitted vide Distribution True-up petition for 2nd control Period as Annexure-I
1240 | C10-25KVA DTR on SS-IX at Nandigama | MAHABOOBNAGAR | 07.06.2012 | 0.017196 | Submitted vide Distribution True-up petition for 2nd control Period as Annexure-I | Submitted vide Distribution True-up petition for 2nd control Period as Annexure-I
1241 | C10-100KVA DTR on SS-II at Ekkamadu | MAHABOOBNAGAR | 07.06.2012 | 0.0049431 | Submitted vide Distribution True-up petition for 2nd control Period as Annexure-I | Submitted vide Distribution True-up petition for 2nd control Period as Annexure-I
1242 | C10-2x25KVA Add,DTR on SSII at RENIVETL | MAHABOOBNAGAR | 07.06.2012 | 0.019679 | Submitted vide Distribution True-up petition for 2nd control Period as Annexure-I | Submitted vide Distribution True-up petition for 2nd control Period as Annexure-I
1243 | C10-Erec, of 100KVA Add,DTR KOTHALABAD | MAHABOOBNAGAR | 07.06.2012 | 0.014669 | Submitted vide Distribution True-up petition for 2nd control Period as Annexure-I | Submitted vide Distribution True-up petition for 2nd control Period as Annexure-I
1244 | C10-Ereof 1 Nos. 100KVA Onss-I at Bala | MAHABOOBNAGAR | 07.06.2012 | 0.003639 | Submitted vide Distribution True-up petition for 2nd control Period as Annexure-I | Submitted vide Distribution True-up petition for 2nd control Period as Annexure-I
1245 | C10-E/s to 1No 25 KVA DTR on SS-V at Ja | MAHABOOBNAGAR | 07.06.2012 | 0.0079672 | Submitted vide Distribution True-up petition for 2nd control Period as Annexure-I | Submitted vide Distribution True-up petition for 2nd control Period as Annexure-I
1246 | C10-e/s providing of 4 nos. AB &HG fuse | MAHABOOBNAGAR | 20.04.2011 | 0.00072391 | Submitted vide Distribution True-up petition for 2nd control Period as Annexure-I | Submitted vide Distribution True-up petition for 2nd control Period as Annexure-I
1247 | C10-Erection of 1x63KVA Add,DTR on exis | MAHABOOBNAGAR | 25.04.2011 | 0.001112 | Submitted vide Distribution True-up petition for 2nd control Period as Annexure-I | Submitted vide Distribution True-up petition for 2nd control Period as Annexure-I
1248 | C10-Erection of MS channel for 11KV VCB | MAHABOOBNAGAR | 26.08.2011 | 0.0020027 | Submitted vide Distribution True-up petition for 2nd control Period as Annexure-I | Submitted vide Distribution True-up petition for 2nd control Period as Annexure-I
1249 | C10-Erection of 1.5KM LT AB Cable on ex | MAHABOOBNAGAR | 27.11.2012 | 0.001249 | Submitted vide Distribution True-up petition for 2nd control Period as Annexure-I | Submitted vide Distribution True-up petition for 2nd control Period as Annexure-I
1250 | C10-Electrification of Peddagutta Tanda | MAHABOOBNAGAR | 20.04.2011 | 0.012705 | Submitted vide Distribution True-up petition for 2nd control Period as Annexure-I | Submitted vide Distribution True-up petition for 2nd control Period as Annexure-I
1251 | C10-Electrification of SC colony at Pen | MAHABOOBNAGAR | 22.04.2011 | 0.012987 | Submitted vide Distribution True-up petition for 2nd control Period as Annexure-I | Submitted vide Distribution True-up petition for 2nd control Period as Annexure-I
1252 | C10-Enha, of 25 to 63KVA DTR on SS-III | MAHABOOBNAGAR | 26.11.2011 | 0.010813 | Submitted vide Distribution True-up petition for 2nd control Period as Annexure-I | Submitted vide Distribution True-up petition for 2nd control Period as Annexure-I
1253 | C10-E/s to 4Nos 5Hp agl loadsRenivetla | MAHABOOBNAGAR | 23.12.2011 | 0.014828 | Submitted vide Distribution True-up petition for 2nd control Period as Annexure-I | Submitted vide Distribution True-up petition for 2nd control Period as Annexure-I
1254 | C14-E/s of 20 hp M/s Star MiniRice Mil | MAHABOOBNAGAR | 05.05.2011 | 0.00076435 | Submitted vide Distribution True-up petition for 2nd control Period as Annexure-I | Submitted vide Distribution True-up petition for 2nd control Period as Annexure-I
1255 | C10-E/sto4Nos5Hp agl loads at Rallabai | MAHABOOBNAGAR | 27.08.2011 | 0.013843 | Submitted vide Distribution True-up petition for 2nd control Period as Annexure-I | Submitted vide Distribution True-up petition for 2nd control Period as Annexure-I
1256 | C14-E/sto1No 10KVA releasing 2KW N/D lo | MAHABOOBNAGAR | 16.05.2011 | 0.0032225 | Submitted vide Distribution True-up petition for 2nd control Period as Annexure-I | Submitted vide Distribution True-up petition for 2nd control Period as Annexure-I
1257 | C14-Ext of suply 1No. 3 KW N/D load at | MAHABOOBNAGAR | 06.05.2011 | 0.006 | Submitted vide Distribution True-up petition for 2nd control Period as Annexure-I | Submitted vide Distribution True-up petition for 2nd control Period as Annexure-I
1258 | C14-E/s to 74HP Industrial load to at D | MAHABOOBNAGAR | 17.03.2012 | 0.00316 | Submitted vide Distribution True-up petition for 2nd control Period as Annexure-I | Submitted vide Distribution True-up petition for 2nd control Period as Annexure-I
1259 | C10-5x40W Street light pathaparevula | MAHABOOBNAGAR | 18.03.2012 | 0.0085164 | Submitted vide Distribution True-up petition for 2nd control Period as Annexure-I | Submitted vide Distribution True-up petition for 2nd control Period as Annexure-I
1260 | C14-E/s to 1No 15KW N/D load to M/S IND | MAHABOOBNAGAR | 16.06.2011 | 0.00018773 | Submitted vide Distribution True-up petition for 2nd control Period as Annexure-I | Submitted vide Distribution True-up petition for 2nd control Period as Annexure-I
1261 | C14-6/9-10/1KWND load toSri.Anjaneyulu, | MAHABOOBNAGAR | 10.06.2011 | 0.0036673 | Submitted vide Distribution True-up petition for 2nd control Period as Annexure-I | Submitted vide Distribution True-up petition for 2nd control Period as Annexure-I
1262 | C10-5x40W Street lights at LINGAMPALLY | MAHABOOBNAGAR | 18.03.2012 | 0.0081695 | Submitted vide Distribution True-up petition for 2nd control Period as Annexure-I | Submitted vide Distribution True-up petition for 2nd control Period as Annexure-I
1263 | C14-E/s to 1No 74HP M/S Sulthan Industr | MAHABOOBNAGAR | 25.01.2012 | 0.015765 | Submitted vide Distribution True-up petition for 2nd control Period as Annexure-I | Submitted vide Distribution True-up petition for 2nd control Period as Annexure-I
1264 | C10-Ere of 3x15KVA DTR on SS-IV at Poma | MAHABOOBNAGAR | 24.04.2011 | 0.01088 | Submitted vide Distribution True-up petition for 2nd control Period as Annexure-I | Submitted vide Distribution True-up petition for 2nd control Period as Annexure-I
1265 | C10-3x15KVA DTR on SS-IV at Rekuchowdda | MAHABOOBNAGAR | 05.05.2011 | 0.011103 | Submitted vide Distribution True-up petition for 2nd control Period as Annexure-I | Submitted vide Distribution True-up petition for 2nd control Period as Annexure-I
1266 | C10-Er 100KVA Addl DTR on SS-VII Malkap | MAHABOOBNAGAR | 07.06.2012 | 0.016941 | Submitted vide Distribution True-up petition for 2nd control Period as Annexure-I | Submitted vide Distribution True-up petition for 2nd control Period as Annexure-I
1267 | 000000 of 100KVA Addl DTR on SS-I Malkp | MAHABOOBNAGAR | 07.06.2012 | 0.019446 | Submitted vide Distribution True-up petition for 2nd control Period as Annexure-I | Submitted vide Distribution True-up petition for 2nd control Period as Annexure-I
1268 | C10-E/s to 1No 25 KVA DTR at Erravally | MAHABOOBNAGAR | 07.06.2012 | 0.0074803 | Submitted vide Distribution True-up petition for 2nd control Period as Annexure-I | Submitted vide Distribution True-up petition for 2nd control Period as Annexure-I
1269 | C10-Ere 100KVA Addl DTR on SS-IV at Mal | MAHABOOBNAGAR | 07.06.2012 | 0.018329 | Submitted vide Distribution True-up petition for 2nd control Period as Annexure-I | Submitted vide Distribution True-up petition for 2nd control Period as Annexure-I
1270 | C10-104/08-9/DE/100KVA on 100KVA SS-7 a | MAHABOOBNAGAR | 07.06.2012 | 0.018407 | Submitted vide Distribution True-up petition for 2nd control Period as Annexure-I | Submitted vide Distribution True-up petition for 2nd control Period as Annexure-I
1271 | C10-Erection of 2x25KVADTR 35HP Agl at | MAHABOOBNAGAR | 29.11.2011 | 0.021489 | Submitted vide Distribution True-up petition for 2nd control Period as Annexure-I | Submitted vide Distribution True-up petition for 2nd control Period as Annexure-I
1272 | C10-E/S to 2 Nos Agl loads at Bomraspe | MAHABOOBNAGAR | 01.06.2011 | 0.0031003 | Submitted vide Distribution True-up petition for 2nd control Period as Annexure-I | Submitted vide Distribution True-up petition for 2nd control Period as Annexure-I
1273 | C13-3/7-8/1 No. 5HP PWS load at Sindan | MAHABOOBNAGAR | 28.04.2011 | 0.0019321 | Submitted vide Distribution True-up petition for 2nd control Period as Annexure-I | Submitted vide Distribution True-up petition for 2nd control Period as Annexure-I
1274 | C13-20/9-10/15HP indl.load to M/s.Imam | MAHABOOBNAGAR | 27.05.2011 | 0.00018773 | Submitted vide Distribution True-up petition for 2nd control Period as Annexure-I | Submitted vide Distribution True-up petition for 2nd control Period as Annexure-I
1275 | C13-3/9-10/4KWAddload toSCNO.3678,cat.I | MAHABOOBNAGAR | 25.05.2011 | 0.00018773 | Submitted vide Distribution True-up petition for 2nd control Period as Annexure-I | Submitted vide Distribution True-up petition for 2nd control Period as Annexure-I
1276 | C10-Ere of 1 no 100 KVA Dtr at SSI Cho | MAHABOOBNAGAR | 27.04.2011 | 0.019584 | Submitted vide Distribution True-up petition for 2nd control Period as Annexure-I | Submitted vide Distribution True-up petition for 2nd control Period as Annexure-I
1277 | C10-Electrification of Muncipal ward No | MAHABOOBNAGAR | 05.01.2012 | 0.010611 | Submitted vide Distribution True-up petition for 2nd control Period as Annexure-I | Submitted vide Distribution True-up petition for 2nd control Period as Annexure-I
1278 | C10-Electrification of Muncipal ward No | MAHABOOBNAGAR | 07.01.2012 | 0.029503 | Submitted vide Distribution True-up petition for 2nd control Period as Annexure-I | Submitted vide Distribution True-up petition for 2nd control Period as Annexure-I
1279 | C10-E/S to 4Nos 5HP Agl, loads at Momin | MAHABOOBNAGAR | 26.07.2011 | 0.00052723 | Submitted vide Distribution True-up petition for 2nd control Period as Annexure-I | Submitted vide Distribution True-up petition for 2nd control Period as Annexure-I
1280 | C10-Prov, of 80Nos S-╪ Meters KODANGAL | MAHABOOBNAGAR | 18.02.2012 | 0.0022 | Submitted vide Distribution True-up petition for 2nd control Period as Annexure-I | Submitted vide Distribution True-up petition for 2nd control Period as Annexure-I
1281 | C13-24/9-10/5HPIndl.load toChandraSheka | MAHABOOBNAGAR | 23.05.2011 | 0.00018773 | Submitted vide Distribution True-up petition for 2nd control Period as Annexure-I | Submitted vide Distribution True-up petition for 2nd control Period as Annexure-I
1282 | C13-E/S to 1No 5HP Bore well at Surpach | MAHABOOBNAGAR | 18.07.2011 | 0.0025864 | Submitted vide Distribution True-up petition for 2nd control Period as Annexure-I | Submitted vide Distribution True-up petition for 2nd control Period as Annexure-I
1283 | C13-E/s 4KW Addl Load on existing sc.No | MAHABOOBNAGAR | 25.05.2011 | 0.00018944 | Submitted vide Distribution True-up petition for 2nd control Period as Annexure-I | Submitted vide Distribution True-up petition for 2nd control Period as Annexure-I
1284 | C10-Electrification of Muncipal ward No | MAHABOOBNAGAR | 05.01.2012 | 0.0061722 | Submitted vide Distribution True-up petition for 2nd control Period as Annexure-I | Submitted vide Distribution True-up petition for 2nd control Period as Annexure-I
1285 | C10-E/S to 4Nos 5HP Agl, loads at Momin | MAHABOOBNAGAR | 28.11.2011 | 0.00056428 | Submitted vide Distribution True-up petition for 2nd control Period as Annexure-I | Submitted vide Distribution True-up petition for 2nd control Period as Annexure-I
1286 | C10-E/s for release of 2Nos AGL 10HP at | MAHABOOBNAGAR | 01.06.2011 | 0.0026825 | Submitted vide Distribution True-up petition for 2nd control Period as Annexure-I | Submitted vide Distribution True-up petition for 2nd control Period as Annexure-I
1287 | C10-E/s to 1No 100 KVADTR on SS-V at De | MAHABOOBNAGAR | 07.06.2012 | 0.018237 | Submitted vide Distribution True-up petition for 2nd control Period as Annexure-I | Submitted vide Distribution True-up petition for 2nd control Period as Annexure-I
1288 | C10-Eisto 1No 100 KVADTR on SS-1 at Niz | MAHABOOBNAGAR | 07.06.2012 | 0.01977 | Submitted vide Distribution True-up petition for 2nd control Period as Annexure-I | Submitted vide Distribution True-up petition for 2nd control Period as Annexure-I
1289 | C13-supp. to m/s Rajvir Industries ltd. | MAHABOOBNAGAR | 13.09.2011 | 0.0029594 | Submitted vide Distribution True-up petition for 2nd control Period as Annexure-I | Submitted vide Distribution True-up petition for 2nd control Period as Annexure-I
1290 | C10-Erection of 25KVA Add,DTR on existi | MAHABOOBNAGAR | 07.06.2012 | 0.010805 | Submitted vide Distribution True-up petition for 2nd control Period as Annexure-I | Submitted vide Distribution True-up petition for 2nd control Period as Annexure-I
1291 | C10-Electrification of Urban colony at | MAHABOOBNAGAR | 01.11.2011 | 0.025703 | Submitted vide Distribution True-up petition for 2nd control Period as Annexure-I | Submitted vide Distribution True-up petition for 2nd control Period as Annexure-I
1292 | C10-Electrification of Urban colony at | MAHABOOBNAGAR | 31.03.2012 | 0.039734 | Submitted vide Distribution True-up petition for 2nd control Period as Annexure-I | Submitted vide Distribution True-up petition for 2nd control Period as Annexure-I
1293 | C10-E/sof 1.8 KM 33 KV Interlinking lin | MAHABOOBNAGAR | 07.06.2012 | 0.040031 | Submitted vide Distribution True-up petition for 2nd control Period as Annexure-I | Submitted vide Distribution True-up petition for 2nd control Period as Annexure-I
1294 | C10-E/S to 5x40w Street lights for elec | MAHABOOBNAGAR | 10.02.2012 | 0.017546 | Submitted vide Distribution True-up petition for 2nd control Period as Annexure-I | Submitted vide Distribution True-up petition for 2nd control Period as Annexure-I
1295 | C10-Erection of 100KVA DTR on SS-III at | MAHABOOBNAGAR | 07.06.2012 | 0.017088 | Submitted vide Distribution True-up petition for 2nd control Period as Annexure-I | Submitted vide Distribution True-up petition for 2nd control Period as Annexure-I
1296 | C14-Extofsuply1no 15KW N/D load M/s Vod | MAHABOOBNAGAR | 06.06.2011 | 0.0083062 | Submitted vide Distribution True-up petition for 2nd control Period as Annexure-I | Submitted vide Distribution True-up petition for 2nd control Period as Annexure-I
1297 | C10-E/S to 5x40w Street lights at Tnkar | MAHABOOBNAGAR | 26.04.2011 | 0.0072865 | Submitted vide Distribution True-up petition for 2nd control Period as Annexure-I | Submitted vide Distribution True-up petition for 2nd control Period as Annexure-I
1298 | C14-E/S to HT supply to M/S Maa Fruits | MAHABOOBNAGAR | 10.02.2012 | 0.099803 | Submitted vide Distribution True-up petition for 2nd control Period as Annexure-I | Submitted vide Distribution True-up petition for 2nd control Period as Annexure-I
1299 | C10-E/S to 5x40w Street lights at GUNDY | MAHABOOBNAGAR | 26.04.2011 | 0.0076481 | Submitted vide Distribution True-up petition for 2nd control Period as Annexure-I | Submitted vide Distribution True-up petition for 2nd control Period as Annexure-I
1300 | C10-Erection of 100KVA DTR in palce of | MAHABOOBNAGAR | 07.06.2012 | 0.014382 | Submitted vide Distribution True-up petition for 2nd control Period as Annexure-I | Submitted vide Distribution True-up petition for 2nd control Period as Annexure-I
1301 | C10-Erection of 100KVA Add,DTR on SS-II | MAHABOOBNAGAR | 07.06.2012 | 0.019751 | Submitted vide Distribution True-up petition for 2nd control Period as Annexure-I | Submitted vide Distribution True-up petition for 2nd control Period as Annexure-I
1302 | C10-Enhancmnt 63to100KVADTR SS-6 at Ven | MAHABOOBNAGAR | 07.06.2012 | 0.011018 | Submitted vide Distribution True-up petition for 2nd control Period as Annexure-I | Submitted vide Distribution True-up petition for 2nd control Period as Annexure-I
1303 | C10-e/s to providing of 0.2Km long laid | MAHABOOBNAGAR | 19.04.2011 | 0.0034243 | Submitted vide Distribution True-up petition for 2nd control Period as Annexure-I | Submitted vide Distribution True-up petition for 2nd control Period as Annexure-I
1304 | C10-E/s 1No 25, 4Nos 20HP agl load at V | MAHABOOBNAGAR | 30.04.2011 | 0.017206 | Submitted vide Distribution True-up petition for 2nd control Period as Annexure-I | Submitted vide Distribution True-up petition for 2nd control Period as Annexure-I
1305 | C10-Er 100KVASDTR on SS-IV at DUPATIGAT | MAHABOOBNAGAR | 07.06.2012 | 0.019246 | Submitted vide Distribution True-up petition for 2nd control Period as Annexure-I | Submitted vide Distribution True-up petition for 2nd control Period as Annexure-I
1306 | C10- 1No. 11KV VCB at 33/11KV SS DUDYAL | MAHABOOBNAGAR | 10.06.2011 | 0.03355 | Submitted vide Distribution True-up petition for 2nd control Period as Annexure-I | Submitted vide Distribution True-up petition for 2nd control Period as Annexure-I
1307 | C10-E/S to 4Nos 5HP Agl, loads at Ontig | MAHABOOBNAGAR | 30.12.2011 | 0.0052212 | Submitted vide Distribution True-up petition for 2nd control Period as Annexure-I | Submitted vide Distribution True-up petition for 2nd control Period as Annexure-I
1308 | C10-E/S to 9Nos 5HP Agl, loads at Linga | MAHABOOBNAGAR | 30.12.2011 | 0.0071103 | Submitted vide Distribution True-up petition for 2nd control Period as Annexure-I | Submitted vide Distribution True-up petition for 2nd control Period as Annexure-I
1309 | C10-E/S to 6Nos 5HP Agl, loads at Gokul | MAHABOOBNAGAR | 26.07.2011 | 0.004662 | Submitted vide Distribution True-up petition for 2nd control Period as Annexure-I | Submitted vide Distribution True-up petition for 2nd control Period as Annexure-I
1310 | C10-100KVA Addl DTR on SS-I at KALWAL | MAHABOOBNAGAR | 07.06.2012 | 0.019663 | Submitted vide Distribution True-up petition for 2nd control Period as Annexure-I | Submitted vide Distribution True-up petition for 2nd control Period as Annexure-I
1311 | C10-E/s to 1No 100 KVADTR at Sirsangan | MAHABOOBNAGAR | 07.06.2012 | 0.014382 | Submitted vide Distribution True-up petition for 2nd control Period as Annexure-I | Submitted vide Distribution True-up petition for 2nd control Period as Annexure-I
1312 | C10-E/S to 4Nos 3HP Agl, loads at Konka | MAHABOOBNAGAR | 24.05.2011 | 0.01043 | Submitted vide Distribution True-up petition for 2nd control Period as Annexure-I | Submitted vide Distribution True-up petition for 2nd control Period as Annexure-I
1313 | C10-E/sfor2Nos 5HP Agl load GairanTanda | MAHABOOBNAGAR | 23.02.2012 | 0.0032337 | Submitted vide Distribution True-up petition for 2nd control Period as Annexure-I | Submitted vide Distribution True-up petition for 2nd control Period as Annexure-I
1314 | C10-Shifting of 2x15 KVA DTR on SS-IX a | MAHABOOBNAGAR | 07.06.2012 | 0.0015416 | Submitted vide Distribution True-up petition for 2nd control Period as Annexure-I | Submitted vide Distribution True-up petition for 2nd control Period as Annexure-I
1315 | C10-estimate to erection of 1nos. 25 kv | MAHABOOBNAGAR | 07.06.2012 | 0.011326 | Submitted vide Distribution True-up petition for 2nd control Period as Annexure-I | Submitted vide Distribution True-up petition for 2nd control Period as Annexure-I
1316 | C10-E/s toelec of st colony Ralagattuta | MAHABOOBNAGAR | 31.01.2012 | 0.008973 | Submitted vide Distribution True-up petition for 2nd control Period as Annexure-I | Submitted vide Distribution True-up petition for 2nd control Period as Annexure-I
1317 | C14-Extofsuply1No50KW N/D Agarwalsteel | MAHABOOBNAGAR | 25.04.2011 | 0.053566 | Submitted vide Distribution True-up petition for 2nd control Period as Annexure-I | Submitted vide Distribution True-up petition for 2nd control Period as Annexure-I
1318 | C14-Ext of uplyto Aster bilding Sheripa | MAHABOOBNAGAR | 21.07.2011 | 0.10143 | Submitted vide Distribution True-up petition for 2nd control Period as Annexure-I | Submitted vide Distribution True-up petition for 2nd control Period as Annexure-I
1319 | C10-Enhancement of 63 to 100KVA DTR on | MAHABOOBNAGAR | 28.11.2012 | 0.014296 | Submitted vide Distribution True-up petition for 2nd control Period as Annexure-I | Submitted vide Distribution True-up petition for 2nd control Period as Annexure-I
1320 | C10-Providing of 25 Nos C.I. earthpipe | MAHABOOBNAGAR | 07.06.2012 | 0.0079691 | Submitted vide Distribution True-up petition for 2nd control Period as Annexure-I | Submitted vide Distribution True-up petition for 2nd control Period as Annexure-I
1321 | C10-Providing of 25 Nos C.I. earthpipe | MAHABOOBNAGAR | 07.06.2012 | 0.0080406 | Submitted vide Distribution True-up petition for 2nd control Period as Annexure-I | Submitted vide Distribution True-up petition for 2nd control Period as Annexure-I
1322 | C10-Ext of suply to Mangy tanda H/o Edi | MAHABOOBNAGAR | 01.05.2011 | 0.009525 | Submitted vide Distribution True-up petition for 2nd control Period as Annexure-I | Submitted vide Distribution True-up petition for 2nd control Period as Annexure-I
1323 | C10-Erec of 1No. 25KVA DTR 25HP Agl ser | MAHABOOBNAGAR | 13.05.2011 | 0.012276 | Submitted vide Distribution True-up petition for 2nd control Period as Annexure-I | Submitted vide Distribution True-up petition for 2nd control Period as Annexure-I
1324 | C10-E/s to 1No 100 KVADTR on SS-I at Ja | MAHABOOBNAGAR | 07.06.2012 | 0.019221 | Submitted vide Distribution True-up petition for 2nd control Period as Annexure-I | Submitted vide Distribution True-up petition for 2nd control Period as Annexure-I
1325 | C13-18/8-9/DE/15KW ND load toIndusTower | MAHABOOBNAGAR | 30.05.2011 | 0.0051415 | Submitted vide Distribution True-up petition for 2nd control Period as Annexure-I | Submitted vide Distribution True-up petition for 2nd control Period as Annexure-I
1326 | C10-Electrifcation of SC colony at Jadc | MAHABOOBNAGAR | 31.05.2011 | 0.025383 | Submitted vide Distribution True-up petition for 2nd control Period as Annexure-I | Submitted vide Distribution True-up petition for 2nd control Period as Annexure-I
1327 | C10-Enhancment 63KVA to 100 DTR SS-3 at | MAHABOOBNAGAR | 07.06.2012 | 0.014382 | Submitted vide Distribution True-up petition for 2nd control Period as Annexure-I | Submitted vide Distribution True-up petition for 2nd control Period as Annexure-I
1328 | C10-Enhancment 63KVA to 100 DTR SS-3 at | MAHABOOBNAGAR | 07.06.2012 | 0.014203 | Submitted vide Distribution True-up petition for 2nd control Period as Annexure-I | Submitted vide Distribution True-up petition for 2nd control Period as Annexure-I
1329 | C10-Providing of 25 Nos C.I. earthpipe | MAHABOOBNAGAR | 07.06.2012 | 0.0080846 | Submitted vide Distribution True-up petition for 2nd control Period as Annexure-I | Submitted vide Distribution True-up petition for 2nd control Period as Annexure-I
1330 | C10-Providing of 25 Nos C.I. earthpipe | MAHABOOBNAGAR | 07.06.2012 | 0.0079801 | Submitted vide Distribution True-up petition for 2nd control Period as Annexure-I | Submitted vide Distribution True-up petition for 2nd control Period as Annexure-I
1331 | C10-Providing of 25 Nos C.I. earthpipe | MAHABOOBNAGAR | 07.06.2012 | 0.0080241 | Submitted vide Distribution True-up petition for 2nd control Period as Annexure-I | Submitted vide Distribution True-up petition for 2nd control Period as Annexure-I
1332 | C10-Providing of 25 Nos C.I. earthpipe | MAHABOOBNAGAR | 07.06.2012 | 0.0079196 | Submitted vide Distribution True-up petition for 2nd control Period as Annexure-I | Submitted vide Distribution True-up petition for 2nd control Period as Annexure-I
1333 | C10-Providing of 10 Nos AB switches at | MAHABOOBNAGAR | 07.06.2012 | 0.0083982 | Submitted vide Distribution True-up petition for 2nd control Period as Annexure-I | Submitted vide Distribution True-up petition for 2nd control Period as Annexure-I
1334 | C10-Providing of 10 Nos AB switches at | MAHABOOBNAGAR | 07.06.2012 | 0.008413 | Submitted vide Distribution True-up petition for 2nd control Period as Annexure-I | Submitted vide Distribution True-up petition for 2nd control Period as Annexure-I
1335 | C10-Providing of 10 Nos AB switches at | MAHABOOBNAGAR | 07.06.2012 | 0.0084092 | Submitted vide Distribution True-up petition for 2nd control Period as Annexure-I | Submitted vide Distribution True-up petition for 2nd control Period as Annexure-I
1336 | C10-Ext of suply to SC colony Indiranag | MAHABOOBNAGAR | 30.04.2011 | 0.0062027 | Submitted vide Distribution True-up petition for 2nd control Period as Annexure-I | Submitted vide Distribution True-up petition for 2nd control Period as Annexure-I
1337 | C10-Erof100KVA DTR on SS-IV atDHACHAKPA | MAHABOOBNAGAR | 07.06.2012 | 0.019359 | Submitted vide Distribution True-up petition for 2nd control Period as Annexure-I | Submitted vide Distribution True-up petition for 2nd control Period as Annexure-I
1338 | C10-Ext of suply to SC colony at Raviry | MAHABOOBNAGAR | 30.04.2011 | 0.010625 | Submitted vide Distribution True-up petition for 2nd control Period as Annexure-I | Submitted vide Distribution True-up petition for 2nd control Period as Annexure-I
1339 | C13-E/S to 10KW N/D to BSNL at Jaklair | MAHABOOBNAGAR | 21.05.2011 | 0.0073153 | Submitted vide Distribution True-up petition for 2nd control Period as Annexure-I | Submitted vide Distribution True-up petition for 2nd control Period as Annexure-I
1340 | C13-15/8-9/DE/15KW NDs to IndusTowers a | MAHABOOBNAGAR | 23.05.2011 | 0.0040099 | Submitted vide Distribution True-up petition for 2nd control Period as Annexure-I | Submitted vide Distribution True-up petition for 2nd control Period as Annexure-I
1341 | C10-Erection of 100KVA DTR on SS-II at | MAHABOOBNAGAR | 07.06.2012 | 0.022063 | Submitted vide Distribution True-up petition for 2nd control Period as Annexure-I | Submitted vide Distribution True-up petition for 2nd control Period as Annexure-I
1342 | C10-Ereof 6x10KVA DTRs on SS-II at Gude | MAHABOOBNAGAR | 21.06.2011 | 0.013453 | Submitted vide Distribution True-up petition for 2nd control Period as Annexure-I | Submitted vide Distribution True-up petition for 2nd control Period as Annexure-I
1343 | C13-S/c to 1 Nos.5 HP Industrial at Tow | MAHABOOBNAGAR | 19.05.2011 | 0.00018773 | Submitted vide Distribution True-up petition for 2nd control Period as Annexure-I | Submitted vide Distribution True-up petition for 2nd control Period as Annexure-I
1344 | C14-extofsuplyti1No 74HPINDload Saidwar | MAHABOOBNAGAR | 28.02.2012 | 0.0034404 | Submitted vide Distribution True-up petition for 2nd control Period as Annexure-I | Submitted vide Distribution True-up petition for 2nd control Period as Annexure-I
1345 | C10-Providing of 10 Nos AB switches at | MAHABOOBNAGAR | 07.06.2012 | 0.0084092 | Submitted vide Distribution True-up petition for 2nd control Period as Annexure-I | Submitted vide Distribution True-up petition for 2nd control Period as Annexure-I
1346 | C10-Providing of 10 Nos AB switches at | MAHABOOBNAGAR | 07.06.2012 | 0.0084799 | Submitted vide Distribution True-up petition for 2nd control Period as Annexure-I | Submitted vide Distribution True-up petition for 2nd control Period as Annexure-I
1347 | C10-E/sto1No25KVADTR SS-6 Potireddpally | MAHABOOBNAGAR | 07.06.2012 | 0.011115 | Submitted vide Distribution True-up petition for 2nd control Period as Annexure-I | Submitted vide Distribution True-up petition for 2nd control Period as Annexure-I
1348 | C10-Enh of 63 to 100KVA DTR on SSIXMADW | MAHABOOBNAGAR | 24.05.2011 | 0.011961 | Submitted vide Distribution True-up petition for 2nd control Period as Annexure-I | Submitted vide Distribution True-up petition for 2nd control Period as Annexure-I
1349 | C10-Enhancmnt 2x25KVA to 100 DTR SS-17 | MAHABOOBNAGAR | 07.06.2012 | 0.014382 | Submitted vide Distribution True-up petition for 2nd control Period as Annexure-I | Submitted vide Distribution True-up petition for 2nd control Period as Annexure-I
1350 | C10-Enh of 63 to 100KVA DTR SSVIII PARE | MAHABOOBNAGAR | 31.05.2011 | 0.016011 | Submitted vide Distribution True-up petition for 2nd control Period as Annexure-I | Submitted vide Distribution True-up petition for 2nd control Period as Annexure-I
1351 | C10-Enh 63 to 100KVA DTR on SS-IIIDOREP | MAHABOOBNAGAR | 13.05.2019 | 0.013935 | Submitted vide Distribution True-up petition for 2nd control Period as Annexure-I | Submitted vide Distribution True-up petition for 2nd control Period as Annexure-I
1352 | C10-Enof 63to100KVA DTR on SS-VRUDRASAM | MAHABOOBNAGAR | 24.05.2011 | 0.016011 | Submitted vide Distribution True-up petition for 2nd control Period as Annexure-I | Submitted vide Distribution True-up petition for 2nd control Period as Annexure-I
1353 | C10-En 25 to 63KVA DTR on SS-V CHITYALA | MAHABOOBNAGAR | 24.05.2011 | 0.0094264 | Submitted vide Distribution True-up petition for 2nd control Period as Annexure-I | Submitted vide Distribution True-up petition for 2nd control Period as Annexure-I
1354 | C10-Elecf, of WSC colony at Kothapet(V | MAHABOOBNAGAR | 26.04.2011 | 0.0068379 | Submitted vide Distribution True-up petition for 2nd control Period as Annexure-I | Submitted vide Distribution True-up petition for 2nd control Period as Annexure-I
1355 | C10-Erection of 100KVA DTR on SS-III at | MAHABOOBNAGAR | 07.06.2012 | 0.017082 | Submitted vide Distribution True-up petition for 2nd control Period as Annexure-I | Submitted vide Distribution True-up petition for 2nd control Period as Annexure-I
1356 | C10-100KVA Add,DTR on SS-IIIat Peddaka | MAHABOOBNAGAR | 07.06.2012 | 0.020732 | Submitted vide Distribution True-up petition for 2nd control Period as Annexure-I | Submitted vide Distribution True-up petition for 2nd control Period as Annexure-I
1357 | C10-E/s to eleof bc colony at Balusugad | MAHABOOBNAGAR | 31.01.2012 | 0.0095487 | Submitted vide Distribution True-up petition for 2nd control Period as Annexure-I | Submitted vide Distribution True-up petition for 2nd control Period as Annexure-I
1358 | C14-Extofpowersuplyto m/s Vodafoneof 15 | MAHABOOBNAGAR | 06.05.2011 | 0.00014662 | Submitted vide Distribution True-up petition for 2nd control Period as Annexure-I | Submitted vide Distribution True-up petition for 2nd control Period as Annexure-I
1359 | C10-E/s to1No 25 KVADTR on SS-14-18-18- | MAHABOOBNAGAR | 07.06.2012 | 0.0081721 | Submitted vide Distribution True-up petition for 2nd control Period as Annexure-I | Submitted vide Distribution True-up petition for 2nd control Period as Annexure-I
1360 | C10-E/S to 3Nos 5HP Agl,loads DOREPALLY | MAHABOOBNAGAR | 27.07.2011 | 0.0056223 | Submitted vide Distribution True-up petition for 2nd control Period as Annexure-I | Submitted vide Distribution True-up petition for 2nd control Period as Annexure-I
1361 | C10-Elecf,of SC&BCcolony at Chinnareddy | MAHABOOBNAGAR | 20.04.2011 | 0.010871 | Submitted vide Distribution True-up petition for 2nd control Period as Annexure-I | Submitted vide Distribution True-up petition for 2nd control Period as Annexure-I
1362 | C14-E/S M/sAgarwal Steel Structur UDITY | MAHABOOBNAGAR | 02.05.2011 | 0.057786 | Submitted vide Distribution True-up petition for 2nd control Period as Annexure-I | Submitted vide Distribution True-up petition for 2nd control Period as Annexure-I
1363 | C10-Ehaof 3.15MVA to 5.0MVA PTR at Koth | MAHABOOBNAGAR | 07.01.2012 | 0.4065 | Submitted vide Distribution True-up petition for 2nd control Period as Annexure-I | Submitted vide Distribution True-up petition for 2nd control Period as Annexure-I
1364 | C10-Ext of suply to Pulya tanda H/o Edi | MAHABOOBNAGAR | 30.04.2011 | 0.0088111 | Submitted vide Distribution True-up petition for 2nd control Period as Annexure-I | Submitted vide Distribution True-up petition for 2nd control Period as Annexure-I
1365 | C10-Ext of suply to SC colony at Gunjal | MAHABOOBNAGAR | 30.04.2011 | 0.0096791 | Submitted vide Distribution True-up petition for 2nd control Period as Annexure-I | Submitted vide Distribution True-up petition for 2nd control Period as Annexure-I
1366 | C13-E/S to 1No 10HP Indus, load M/S KDM | MAHABOOBNAGAR | 25.05.2011 | 0.00014662 | Submitted vide Distribution True-up petition for 2nd control Period as Annexure-I | Submitted vide Distribution True-up petition for 2nd control Period as Annexure-I
1367 | C14-E/s to HT supply to Koilsagar Lift | MAHABOOBNAGAR | 12.07.2011 | 0.12438 | Submitted vide Distribution True-up petition for 2nd control Period as Annexure-I | Submitted vide Distribution True-up petition for 2nd control Period as Annexure-I
1368 | C10-E/S to 5x40w Street lights for elec | MAHABOOBNAGAR | 25.04.2011 | 0.0079678 | Submitted vide Distribution True-up petition for 2nd control Period as Annexure-I | Submitted vide Distribution True-up petition for 2nd control Period as Annexure-I
1369 | C10-E/s to 1No 25 KVADTR on SS-II at Po | MAHABOOBNAGAR | 07.06.2012 | 0.015296 | Submitted vide Distribution True-up petition for 2nd control Period as Annexure-I | Submitted vide Distribution True-up petition for 2nd control Period as Annexure-I
1370 | C10-Ere of Addl 3.15 MVA PTR at 33/11ss | MAHABOOBNAGAR | 07.06.2012 | 0.04685 | Submitted vide Distribution True-up petition for 2nd control Period as Annexure-I | Submitted vide Distribution True-up petition for 2nd control Period as Annexure-I
1371 | C10-Ehant of 63KVA to 100KVA on SS-1 Pa | MAHABOOBNAGAR | 24.03.2012 | 0.013368 | Submitted vide Distribution True-up petition for 2nd control Period as Annexure-I | Submitted vide Distribution True-up petition for 2nd control Period as Annexure-I
1372 | C10-Eleation of WSC colony at Hunwada | MAHABOOBNAGAR | 25.04.2011 | 0.006369 | Submitted vide Distribution True-up petition for 2nd control Period as Annexure-I | Submitted vide Distribution True-up petition for 2nd control Period as Annexure-I
1373 | C13-S/c to 1no.10 HP I/L to M/S Sri.sh | MAHABOOBNAGAR | 24.05.2011 | 0.00018143 | Submitted vide Distribution True-up petition for 2nd control Period as Annexure-I | Submitted vide Distribution True-up petition for 2nd control Period as Annexure-I
1374 | C10-E/s to 1No 25 KVADTR on SS-17 at Th | MAHABOOBNAGAR | 07.06.2012 | 0.010503 | Submitted vide Distribution True-up petition for 2nd control Period as Annexure-I | Submitted vide Distribution True-up petition for 2nd control Period as Annexure-I
1375 | C13-E/S to 55KW Non Domestic load to M/ | MAHABOOBNAGAR | 03.06.2011 | 0.014281 | Submitted vide Distribution True-up petition for 2nd control Period as Annexure-I | Submitted vide Distribution True-up petition for 2nd control Period as Annexure-I
1376 | C10-E/S to5x40w Street lightsat THIRMAL | MAHABOOBNAGAR | 16.05.2011 | 0.0054994 | Submitted vide Distribution True-up petition for 2nd control Period as Annexure-I | Submitted vide Distribution True-up petition for 2nd control Period as Annexure-I
1377 | C10-E/S to 5x40w Street lights Shaikpal | MAHABOOBNAGAR | 12.05.2011 | 0.0055109 | Submitted vide Distribution True-up petition for 2nd control Period as Annexure-I | Submitted vide Distribution True-up petition for 2nd control Period as Annexure-I
1378 | C14-Extofsuply 1No HT serive Hetero Lab | MAHABOOBNAGAR | 28.05.2011 | 0.45198 | Submitted vide Distribution True-up petition for 2nd control Period as Annexure-I | Submitted vide Distribution True-up petition for 2nd control Period as Annexure-I
1379 | C10-E/S to 5x40w Street lights at Linga | MAHABOOBNAGAR | 20.04.2011 | 0.0051706 | Submitted vide Distribution True-up petition for 2nd control Period as Annexure-I | Submitted vide Distribution True-up petition for 2nd control Period as Annexure-I
1380 | C10-E/s to 1No 100 KVADTR on SS-I at Ba | MAHABOOBNAGAR | 07.06.2012 | 0.01883 | Submitted vide Distribution True-up petition for 2nd control Period as Annexure-I | Submitted vide Distribution True-up petition for 2nd control Period as Annexure-I
1381 | C10-Er.of1nos.25kvadtrssiii at Renivatl | MAHABOOBNAGAR | 07.06.2012 | 0.0071623 | Submitted vide Distribution True-up petition for 2nd control Period as Annexure-I | Submitted vide Distribution True-up petition for 2nd control Period as Annexure-I
1382 | C10-Providing of 10Nos Timer3╪ (ALMU) a | MAHABOOBNAGAR | 07.06.2012 | 0.0023034 | Submitted vide Distribution True-up petition for 2nd control Period as Annexure-I | Submitted vide Distribution True-up petition for 2nd control Period as Annexure-I
1383 | C13-Extofsuply1No 5HP Indl load at Naga | MAHABOOBNAGAR | 01.06.2011 | 0.00016808 | Submitted vide Distribution True-up petition for 2nd control Period as Annexure-I | Submitted vide Distribution True-up petition for 2nd control Period as Annexure-I
1384 | C10-Enhancement of DTR 63 to 100 atSS-I | MAHABOOBNAGAR | 07.06.2012 | 0.014382 | Submitted vide Distribution True-up petition for 2nd control Period as Annexure-I | Submitted vide Distribution True-up petition for 2nd control Period as Annexure-I
1385 | C14-Ext of suply 1No 15 KW N/D load at | MAHABOOBNAGAR | 02.06.2011 | 0.012453 | Submitted vide Distribution True-up petition for 2nd control Period as Annexure-I | Submitted vide Distribution True-up petition for 2nd control Period as Annexure-I
1386 | C10-Erection of 1No.100KVA Addl DTR on | MAHABOOBNAGAR | 26.07.2011 | 0.0051352 | Submitted vide Distribution True-up petition for 2nd control Period as Annexure-I | Submitted vide Distribution True-up petition for 2nd control Period as Annexure-I
1387 | C14-Ext of suply 1No 10 KW N/D load at | MAHABOOBNAGAR | 06.05.2011 | 0.00014662 | Submitted vide Distribution True-up petition for 2nd control Period as Annexure-I | Submitted vide Distribution True-up petition for 2nd control Period as Annexure-I
1388 | C14-E/stoextofsuply1No 3KW N/D Shankara | MAHABOOBNAGAR | 01.06.2011 | 0.0032325 | Submitted vide Distribution True-up petition for 2nd control Period as Annexure-I | Submitted vide Distribution True-up petition for 2nd control Period as Annexure-I
1389 | C10-E/s to 1No 100 KVA DTR on SS-V at K | MAHABOOBNAGAR | 07.06.2012 | 0.02376 | Submitted vide Distribution True-up petition for 2nd control Period as Annexure-I | Submitted vide Distribution True-up petition for 2nd control Period as Annexure-I
1390 | C10-E/s to 1No 100 KVA DTR on SS-2 at M | MAHABOOBNAGAR | 07.06.2012 | 0.0031874 | Submitted vide Distribution True-up petition for 2nd control Period as Annexure-I | Submitted vide Distribution True-up petition for 2nd control Period as Annexure-I
1391 | C10-E/s to 1No 25 KVADTR on SS-4 at Jee | MAHABOOBNAGAR | 07.06.2012 | 0.011173 | Submitted vide Distribution True-up petition for 2nd control Period as Annexure-I | Submitted vide Distribution True-up petition for 2nd control Period as Annexure-I
1392 | C13-E/S to 1No 5HP Industrial load to M | MAHABOOBNAGAR | 24.05.2011 | 0.00018773 | Submitted vide Distribution True-up petition for 2nd control Period as Annexure-I | Submitted vide Distribution True-up petition for 2nd control Period as Annexure-I
1393 | C10-E/s for shifting of S╪ 190 meterava | MAHABOOBNAGAR | 07.06.2012 | 0.0043648 | Submitted vide Distribution True-up petition for 2nd control Period as Annexure-I | Submitted vide Distribution True-up petition for 2nd control Period as Annexure-I
1394 | C14-Ext of suply 1No3 KW N/Dload Gorita | MAHABOOBNAGAR | 18.06.2011 | 0.00219 | Submitted vide Distribution True-up petition for 2nd control Period as Annexure-I | Submitted vide Distribution True-up petition for 2nd control Period as Annexure-I
1395 | C10-E/s toEle colony bangla tanda | MAHABOOBNAGAR | 31.01.2012 | 0.0089705 | Submitted vide Distribution True-up petition for 2nd control Period as Annexure-I | Submitted vide Distribution True-up petition for 2nd control Period as Annexure-I
1396 | C14-E/sHTtoM/s Srinath Metal Industry E | MAHABOOBNAGAR | 16.05.2011 | 0.011228 | Submitted vide Distribution True-up petition for 2nd control Period as Annexure-I | Submitted vide Distribution True-up petition for 2nd control Period as Annexure-I
1397 | C10-E/s5x40W St.ltsforColonyDevapasalwa | MAHABOOBNAGAR | 29.03.2012 | 0.012548 | Submitted vide Distribution True-up petition for 2nd control Period as Annexure-I | Submitted vide Distribution True-up petition for 2nd control Period as Annexure-I
1398 | C10-Providing of 10 Nos C.I. earth pipe | MAHABOOBNAGAR | 01.05.2011 | 0.0037191 | Submitted vide Distribution True-up petition for 2nd control Period as Annexure-I | Submitted vide Distribution True-up petition for 2nd control Period as Annexure-I
1399 | C10-Enhancement of 63 to 100 KVA DTR at | MAHABOOBNAGAR | 24.05.2011 | 0.015264 | Submitted vide Distribution True-up petition for 2nd control Period as Annexure-I | Submitted vide Distribution True-up petition for 2nd control Period as Annexure-I
1400 | C10-Erection of 100KVA Addl DTR on SS-V | MAHABOOBNAGAR | 07.06.2012 | 0.017986 | Submitted vide Distribution True-up petition for 2nd control Period as Annexure-I | Submitted vide Distribution True-up petition for 2nd control Period as Annexure-I
1401 | C10-Erection of 2.0KM LT AB Cable on ex | MAHABOOBNAGAR | 09.09.2011 | 0.0085666 | Submitted vide Distribution True-up petition for 2nd control Period as Annexure-I | Submitted vide Distribution True-up petition for 2nd control Period as Annexure-I
1402 | C10-Ere of 1No 100 KVA DTR on SS-2 at B | MAHABOOBNAGAR | 07.06.2012 | 0.031078 | Submitted vide Distribution True-up petition for 2nd control Period as Annexure-I | Submitted vide Distribution True-up petition for 2nd control Period as Annexure-I
1403 | C10-E/s to 1No 100 KVADTR on SS-6 at El | MAHABOOBNAGAR | 07.06.2012 | 0.02181 | Submitted vide Distribution True-up petition for 2nd control Period as Annexure-I | Submitted vide Distribution True-up petition for 2nd control Period as Annexure-I
1404 | C10-Ere of 1 Nos.100kva Keshavarao Pall | MAHABOOBNAGAR | 07.06.2012 | 0.018492 | Submitted vide Distribution True-up petition for 2nd control Period as Annexure-I | Submitted vide Distribution True-up petition for 2nd control Period as Annexure-I
1405 | C10-Ere100KVA Addl DTRon SS-V at Veeram | MAHABOOBNAGAR | 07.06.2012 | 0.017467 | Submitted vide Distribution True-up petition for 2nd control Period as Annexure-I | Submitted vide Distribution True-up petition for 2nd control Period as Annexure-I
1406 | C10-E/s to 11KV Ganpur feeder 33/11KV | MAHABOOBNAGAR | 07.06.2012 | 0.0016121 | Submitted vide Distribution True-up petition for 2nd control Period as Annexure-I | Submitted vide Distribution True-up petition for 2nd control Period as Annexure-I
1407 | C10-E/s to 1No 100 KVADTR on SS-4 at Th | MAHABOOBNAGAR | 07.06.2012 | 0.018569 | Submitted vide Distribution True-up petition for 2nd control Period as Annexure-I | Submitted vide Distribution True-up petition for 2nd control Period as Annexure-I
1408 | C10-Erection of 1x100KVA Add,DTR on exi | MAHABOOBNAGAR | 07.06.2012 | 0.021462 | Submitted vide Distribution True-up petition for 2nd control Period as Annexure-I | Submitted vide Distribution True-up petition for 2nd control Period as Annexure-I
1409 | C10-Erection of 100KVA Addl DTR on SS-I | MAHABOOBNAGAR | 07.06.2012 | 0.015608 | Submitted vide Distribution True-up petition for 2nd control Period as Annexure-I | Submitted vide Distribution True-up petition for 2nd control Period as Annexure-I
1410 | C10-E/S to3 NosAgl loads at Bomraspet | MAHABOOBNAGAR | 01.06.2011 | 0.0049776 | Submitted vide Distribution True-up petition for 2nd control Period as Annexure-I | Submitted vide Distribution True-up petition for 2nd control Period as Annexure-I
1411 | C10-E/s to 1No 25 KVA addl DTR at Chara | MAHABOOBNAGAR | 07.06.2012 | 0.0082463 | Submitted vide Distribution True-up petition for 2nd control Period as Annexure-I | Submitted vide Distribution True-up petition for 2nd control Period as Annexure-I
1412 | C10-E/s to 1No 25 KVA addl DTR at Rampu | MAHABOOBNAGAR | 07.06.2012 | 0.0080933 | Submitted vide Distribution True-up petition for 2nd control Period as Annexure-I | Submitted vide Distribution True-up petition for 2nd control Period as Annexure-I
1413 | C10-E/s to 1No 63 KVADTR on SS-3 at Rac | MAHABOOBNAGAR | 07.06.2012 | 0.00071666 | Submitted vide Distribution True-up petition for 2nd control Period as Annexure-I | Submitted vide Distribution True-up petition for 2nd control Period as Annexure-I
1414 | C10-E/sto 1No 25 KVADTR on SS-27 at Kam | MAHABOOBNAGAR | 07.06.2012 | 0.010368 | Submitted vide Distribution True-up petition for 2nd control Period as Annexure-I | Submitted vide Distribution True-up petition for 2nd control Period as Annexure-I
1415 | C10-E/s to 1No 63 KVA DTR on SS-X at Ch | MAHABOOBNAGAR | 07.06.2012 | 0.012463 | Submitted vide Distribution True-up petition for 2nd control Period as Annexure-I | Submitted vide Distribution True-up petition for 2nd control Period as Annexure-I
1416 | C10-Ere of 100KVA DTR on SS-IatJakkanna | MAHABOOBNAGAR | 07.06.2012 | 0.016793 | Submitted vide Distribution True-up petition for 2nd control Period as Annexure-I | Submitted vide Distribution True-up petition for 2nd control Period as Annexure-I
1417 | C10-E/s to 1No 100 KVA DTR on SS-3 at P | MAHABOOBNAGAR | 07.06.2012 | 0.0008712 | Submitted vide Distribution True-up petition for 2nd control Period as Annexure-I | Submitted vide Distribution True-up petition for 2nd control Period as Annexure-I
1418 | C10-E/s to 1No 25 KVADTR on SS-46 at Ra | MAHABOOBNAGAR | 07.06.2012 | 0.013013 | Submitted vide Distribution True-up petition for 2nd control Period as Annexure-I | Submitted vide Distribution True-up petition for 2nd control Period as Annexure-I
1419 | C10-Ere of 25KVA DTR on SS-IX at Gowrar | MAHABOOBNAGAR | 07.06.2012 | 0.01243 | Submitted vide Distribution True-up petition for 2nd control Period as Annexure-I | Submitted vide Distribution True-up petition for 2nd control Period as Annexure-I
1420 | C10- 25 kva DTR on ss-X at pallerla | MAHABOOBNAGAR | 07.06.2012 | 0.010506 | Submitted vide Distribution True-up petition for 2nd control Period as Annexure-I | Submitted vide Distribution True-up petition for 2nd control Period as Annexure-I
1421 | C10-Ere of 63KVA DTR on SS-III at Kotha | MAHABOOBNAGAR | 07.06.2012 | 0.015276 | Submitted vide Distribution True-up petition for 2nd control Period as Annexure-I | Submitted vide Distribution True-up petition for 2nd control Period as Annexure-I
1422 | C10-Ere of 100KVA Add,DTR on SS-IIt Mat | MAHABOOBNAGAR | 27.11.2012 | 0.0048937 | Submitted vide Distribution True-up petition for 2nd control Period as Annexure-I | Submitted vide Distribution True-up petition for 2nd control Period as Annexure-I
1423 | C10-E/s to 1No 100 KVADTR on SS-4 at Th | MAHABOOBNAGAR | 07.06.2012 | 0.020564 | Submitted vide Distribution True-up petition for 2nd control Period as Annexure-I | Submitted vide Distribution True-up petition for 2nd control Period as Annexure-I
1424 | C10-Ere of 100KVA DTR on SS-i at Gourar | MAHABOOBNAGAR | 07.06.2012 | 0.019334 | Submitted vide Distribution True-up petition for 2nd control Period as Annexure-I | Submitted vide Distribution True-up petition for 2nd control Period as Annexure-I
1425 | C10- 63KVA Addl DTR on SS-II at JAKKANA | MAHABOOBNAGAR | 07.06.2012 | 0.018372 | Submitted vide Distribution True-up petition for 2nd control Period as Annexure-I | Submitted vide Distribution True-up petition for 2nd control Period as Annexure-I
1426 | C10- 63KVA Addl DTR on SS-I at Sreepur | MAHABOOBNAGAR | 07.06.2012 | 0.018529 | Submitted vide Distribution True-up petition for 2nd control Period as Annexure-I | Submitted vide Distribution True-up petition for 2nd control Period as Annexure-I
1427 | C10-100KVA Add,DTR on SS-II at Angadira | MAHABOOBNAGAR | 07.06.2012 | 0.018952 | Submitted vide Distribution True-up petition for 2nd control Period as Annexure-I | Submitted vide Distribution True-up petition for 2nd control Period as Annexure-I
1428 | C10-100KVA Addl DTR on ss-II at Gurlapa | MAHABOOBNAGAR | 07.06.2012 | 0.0049311 | Submitted vide Distribution True-up petition for 2nd control Period as Annexure-I | Submitted vide Distribution True-up petition for 2nd control Period as Annexure-I
1429 | C10-Ereof 100KVA DTR on SS-I at Mominap | MAHABOOBNAGAR | 07.06.2012 | 0.017924 | Submitted vide Distribution True-up petition for 2nd control Period as Annexure-I | Submitted vide Distribution True-up petition for 2nd control Period as Annexure-I
1430 | C10-E/s to 1No 25 KVADTR on SS-14 at Ip | MAHABOOBNAGAR | 07.06.2012 | 0.012182 | Submitted vide Distribution True-up petition for 2nd control Period as Annexure-I | Submitted vide Distribution True-up petition for 2nd control Period as Annexure-I
1431 | C10-E/s to 1No 100 KVADTR on SS-7 at Ka | MAHABOOBNAGAR | 07.06.2012 | 0.01139 | Submitted vide Distribution True-up petition for 2nd control Period as Annexure-I | Submitted vide Distribution True-up petition for 2nd control Period as Annexure-I
1432 | C10-Ere of 25KVA DTR on SS-IV at Sultha | MAHABOOBNAGAR | 07.06.2012 | 0.0085495 | Submitted vide Distribution True-up petition for 2nd control Period as Annexure-I | Submitted vide Distribution True-up petition for 2nd control Period as Annexure-I
1433 | C10-25KVA DTR onss-V at Doulthabad | MAHABOOBNAGAR | 07.06.2012 | 0.012989 | Submitted vide Distribution True-up petition for 2nd control Period as Annexure-I | Submitted vide Distribution True-up petition for 2nd control Period as Annexure-I
1434 | C10-25KVA DTR onss-V at Gokulfasalwada | MAHABOOBNAGAR | 07.06.2012 | 0.016775 | Submitted vide Distribution True-up petition for 2nd control Period as Annexure-I | Submitted vide Distribution True-up petition for 2nd control Period as Annexure-I
1435 | C10-E/s to 1No 25KVA DTR on SS-4 at Va | MAHABOOBNAGAR | 07.06.2012 | 0.012641 | Submitted vide Distribution True-up petition for 2nd control Period as Annexure-I | Submitted vide Distribution True-up petition for 2nd control Period as Annexure-I
1436 | C10-Erection of 100KVA Add,DTR on exist | MAHABOOBNAGAR | 07.06.2012 | 0.0028752 | Submitted vide Distribution True-up petition for 2nd control Period as Annexure-I | Submitted vide Distribution True-up petition for 2nd control Period as Annexure-I
1437 | C10-E/s to 1No 63 KVA DTR on SS-6 at Ra | MAHABOOBNAGAR | 07.06.2012 | 0.012652 | Submitted vide Distribution True-up petition for 2nd control Period as Annexure-I | Submitted vide Distribution True-up petition for 2nd control Period as Annexure-I
1438 | C10-2X25KVA DTR on SS-I at Pedripad | MAHABOOBNAGAR | 07.06.2012 | 0.020395 | Submitted vide Distribution True-up petition for 2nd control Period as Annexure-I | Submitted vide Distribution True-up petition for 2nd control Period as Annexure-I
1439 | C10-100KVA DTR on SS-II at Balabhadraip | MAHABOOBNAGAR | 07.06.2012 | 0.020264 | Submitted vide Distribution True-up petition for 2nd control Period as Annexure-I | Submitted vide Distribution True-up petition for 2nd control Period as Annexure-I
1440 | C10-Ere of 25KVA DTR on SS-XVII at Mirj | MAHABOOBNAGAR | 07.06.2012 | 0.014762 | Submitted vide Distribution True-up petition for 2nd control Period as Annexure-I | Submitted vide Distribution True-up petition for 2nd control Period as Annexure-I
1441 | C10-Ere of 25KVA DTR on SS-VII at Raico | MAHABOOBNAGAR | 07.06.2012 | 0.0070776 | Submitted vide Distribution True-up petition for 2nd control Period as Annexure-I | Submitted vide Distribution True-up petition for 2nd control Period as Annexure-I
1442 | C10-Erection of 100KVA DTR on SS-III at | MAHABOOBNAGAR | 07.06.2012 | 0.021025 | Submitted vide Distribution True-up petition for 2nd control Period as Annexure-I | Submitted vide Distribution True-up petition for 2nd control Period as Annexure-I
1443 | C10-E/s to 1No. 15KVADTR on SS-X at Rac | MAHABOOBNAGAR | 07.06.2012 | 0.0057161 | Submitted vide Distribution True-up petition for 2nd control Period as Annexure-I | Submitted vide Distribution True-up petition for 2nd control Period as Annexure-I
1444 | C10-Ere of 3x15KVA Add,DTR SSI BICHAL | MAHABOOBNAGAR | 07.06.2012 | 0.0064841 | Submitted vide Distribution True-up petition for 2nd control Period as Annexure-I | Submitted vide Distribution True-up petition for 2nd control Period as Annexure-I
1445 | C10-E/s to 1No 15 KVA TR on SS-12 at Gu | MAHABOOBNAGAR | 07.06.2012 | 0.010744 | Submitted vide Distribution True-up petition for 2nd control Period as Annexure-I | Submitted vide Distribution True-up petition for 2nd control Period as Annexure-I
1446 | C10-100KVA DTR on SS-iii at chinnarajam | MAHABOOBNAGAR | 07.06.2012 | 0.01836 | Submitted vide Distribution True-up petition for 2nd control Period as Annexure-I | Submitted vide Distribution True-up petition for 2nd control Period as Annexure-I
1447 | C10-100KVA Addl DTR on ss-V Chandapur | MAHABOOBNAGAR | 07.06.2012 | 0.0052678 | Submitted vide Distribution True-up petition for 2nd control Period as Annexure-I | Submitted vide Distribution True-up petition for 2nd control Period as Annexure-I
1448 | C10- 25 KVA DTR On SS-VII Ipatoor | MAHABOOBNAGAR | 07.06.2012 | 0.016239 | Submitted vide Distribution True-up petition for 2nd control Period as Annexure-I | Submitted vide Distribution True-up petition for 2nd control Period as Annexure-I
1449 | C10-E/s to 1No 100 KVADTR on SS-29 at B | MAHABOOBNAGAR | 07.06.2012 | 0.0017094 | Submitted vide Distribution True-up petition for 2nd control Period as Annexure-I | Submitted vide Distribution True-up petition for 2nd control Period as Annexure-I
1450 | C10-2x25KVA DTR on SS-II at Lakaipally | MAHABOOBNAGAR | 27.11.2012 | 0.021461 | Submitted vide Distribution True-up petition for 2nd control Period as Annexure-I | Submitted vide Distribution True-up petition for 2nd control Period as Annexure-I
1451 | C10- 25KVA DTR on SS-II at Nagasar | MAHABOOBNAGAR | 07.06.2012 | 0.01242 | Submitted vide Distribution True-up petition for 2nd control Period as Annexure-I | Submitted vide Distribution True-up petition for 2nd control Period as Annexure-I
1452 | C10-Ereof 100KVA DTR on SS-XI at Paller | MAHABOOBNAGAR | 07.06.2012 | 0.022397 | Submitted vide Distribution True-up petition for 2nd control Period as Annexure-I | Submitted vide Distribution True-up petition for 2nd control Period as Annexure-I
1453 | C10-Ereof 25KVA DTR on SS-II at Hanuman | MAHABOOBNAGAR | 07.06.2012 | 0.010332 | Submitted vide Distribution True-up petition for 2nd control Period as Annexure-I | Submitted vide Distribution True-up petition for 2nd control Period as Annexure-I
1454 | C10-Ere of 1x25KVA Add,DTR on SS-II at | MAHABOOBNAGAR | 07.06.2012 | 0.015942 | Submitted vide Distribution True-up petition for 2nd control Period as Annexure-I | Submitted vide Distribution True-up petition for 2nd control Period as Annexure-I
1455 | C10-E/s to 1No 63 KVA TR on SS-6 at Mal | MAHABOOBNAGAR | 07.06.2012 | 0.022256 | Submitted vide Distribution True-up petition for 2nd control Period as Annexure-I | Submitted vide Distribution True-up petition for 2nd control Period as Annexure-I
1456 | C10-Ereof 25KVA DTR on SS-VII at Appipa | MAHABOOBNAGAR | 07.06.2012 | 0.013229 | Submitted vide Distribution True-up petition for 2nd control Period as Annexure-I | Submitted vide Distribution True-up petition for 2nd control Period as Annexure-I
1457 | C10-Ere of 25KVA DTR on SS-III at Amlik | MAHABOOBNAGAR | 07.06.2012 | 0.007542 | Submitted vide Distribution True-up petition for 2nd control Period as Annexure-I | Submitted vide Distribution True-up petition for 2nd control Period as Annexure-I
1458 | C10-Erection of 3x10KVA Add,DTR on exis | MAHABOOBNAGAR | 07.06.2012 | 0.0025888 | Submitted vide Distribution True-up petition for 2nd control Period as Annexure-I | Submitted vide Distribution True-up petition for 2nd control Period as Annexure-I
1459 | C10-E/s to 1No 100 KVADTR on SS-1 at Is | MAHABOOBNAGAR | 07.06.2012 | 0.020122 | Submitted vide Distribution True-up petition for 2nd control Period as Annexure-I | Submitted vide Distribution True-up petition for 2nd control Period as Annexure-I
1460 | C10-25 KVA DTR on ss-iv Pothireddypally | MAHABOOBNAGAR | 07.06.2012 | 0.012189 | Submitted vide Distribution True-up petition for 2nd control Period as Annexure-I | Submitted vide Distribution True-up petition for 2nd control Period as Annexure-I
1461 | C10-Ere of 25KVA DTR on SS-III at Erlap | MAHABOOBNAGAR | 07.06.2012 | 0.012094 | Submitted vide Distribution True-up petition for 2nd control Period as Annexure-I | Submitted vide Distribution True-up petition for 2nd control Period as Annexure-I
1462 | C10-492/9-10/100KVA addl.DTRs on SS-X, | MAHABOOBNAGAR | 07.06.2012 | 0.015508 | Submitted vide Distribution True-up petition for 2nd control Period as Annexure-I | Submitted vide Distribution True-up petition for 2nd control Period as Annexure-I
1463 | C10-E/s to 1No 25KVA DTR on SS-28 at Ki | MAHABOOBNAGAR | 07.06.2012 | 0.010784 | Submitted vide Distribution True-up petition for 2nd control Period as Annexure-I | Submitted vide Distribution True-up petition for 2nd control Period as Annexure-I
1464 | C10-Ere100KVA Add DTRonSS-I at DHAMKATH | MAHABOOBNAGAR | 07.06.2012 | 0.004431 | Submitted vide Distribution True-up petition for 2nd control Period as Annexure-I | Submitted vide Distribution True-up petition for 2nd control Period as Annexure-I
1465 | C10-E/s to 1No 25 KVADTR on SS-14at Don | MAHABOOBNAGAR | 07.06.2012 | 0.011567 | Submitted vide Distribution True-up petition for 2nd control Period as Annexure-I | Submitted vide Distribution True-up petition for 2nd control Period as Annexure-I
1466 | C10-E/s to 1No 100KVADTR on SS-1 at Sin | MAHABOOBNAGAR | 07.06.2012 | 0.017251 | Submitted vide Distribution True-up petition for 2nd control Period as Annexure-I | Submitted vide Distribution True-up petition for 2nd control Period as Annexure-I
1467 | C10-E/s to 1No 63 KVADTR on SS-XI at Ma | MAHABOOBNAGAR | 07.06.2012 | 0.0046651 | Submitted vide Distribution True-up petition for 2nd control Period as Annexure-I | Submitted vide Distribution True-up petition for 2nd control Period as Annexure-I
1468 | C10-Erof25KVA AddDTRonSSVII at Vinjamoo | MAHABOOBNAGAR | 07.06.2012 | 0.011514 | Submitted vide Distribution True-up petition for 2nd control Period as Annexure-I | Submitted vide Distribution True-up petition for 2nd control Period as Annexure-I
1469 | C10-714/8-9/DE/100KVAon100KVASS-1 at Um | MAHABOOBNAGAR | 07.06.2012 | 0.01368 | Submitted vide Distribution True-up petition for 2nd control Period as Annexure-I | Submitted vide Distribution True-up petition for 2nd control Period as Annexure-I
1470 | C10-Replacement of 250Nos S╪ EEmeters a | MAHABOOBNAGAR | 07.06.2012 | 0.022495 | Submitted vide Distribution True-up petition for 2nd control Period as Annexure-I | Submitted vide Distribution True-up petition for 2nd control Period as Annexure-I
1471 | C10- 63KVA DTR ShiftingonSS-IIatSangaip | MAHABOOBNAGAR | 07.06.2012 | 0.0067666 | Submitted vide Distribution True-up petition for 2nd control Period as Annexure-I | Submitted vide Distribution True-up petition for 2nd control Period as Annexure-I
1472 | C10-706/8-9/DE/100KVAon100KVASS-3at Pur | MAHABOOBNAGAR | 07.06.2012 | 0.018694 | Submitted vide Distribution True-up petition for 2nd control Period as Annexure-I | Submitted vide Distribution True-up petition for 2nd control Period as Annexure-I
1473 | C10-Shof100KVA DTRonSS-IIat Balabhadrai | MAHABOOBNAGAR | 07.06.2012 | 0.0056366 | Submitted vide Distribution True-up petition for 2nd control Period as Annexure-I | Submitted vide Distribution True-up petition for 2nd control Period as Annexure-I
1474 | C10-Ereof 100KVA DTR on SS-V at Nachara | MAHABOOBNAGAR | 07.06.2012 | 0.018566 | Submitted vide Distribution True-up petition for 2nd control Period as Annexure-I | Submitted vide Distribution True-up petition for 2nd control Period as Annexure-I
1475 | C10-Eof25KVA Add DTRonSS-I at Malreddyp | MAHABOOBNAGAR | 07.06.2012 | 0.0083381 | Submitted vide Distribution True-up petition for 2nd control Period as Annexure-I | Submitted vide Distribution True-up petition for 2nd control Period as Annexure-I
1476 | C10-372/8-9/DE/100KVAon63KVA S-16at sha | MAHABOOBNAGAR | 07.06.2012 | 0.018327 | Submitted vide Distribution True-up petition for 2nd control Period as Annexure-I | Submitted vide Distribution True-up petition for 2nd control Period as Annexure-I
1477 | C10-692/8-9/DE/25KVAon63KVASS-36 at sha | MAHABOOBNAGAR | 07.06.2012 | 0.014451 | Submitted vide Distribution True-up petition for 2nd control Period as Annexure-I | Submitted vide Distribution True-up petition for 2nd control Period as Annexure-I
1478 | C10-694/8-9/DE/25KVAon100KVASS-4 at Kon | MAHABOOBNAGAR | 07.06.2012 | 0.013175 | Submitted vide Distribution True-up petition for 2nd control Period as Annexure-I | Submitted vide Distribution True-up petition for 2nd control Period as Annexure-I
1479 | C10-Ereof100KVA DTR on SS-V at Ramannap | MAHABOOBNAGAR | 07.06.2012 | 0.0039473 | Submitted vide Distribution True-up petition for 2nd control Period as Annexure-I | Submitted vide Distribution True-up petition for 2nd control Period as Annexure-I
1480 | C10-Erection of 25KVA Add,DTR onssIV Th | MAHABOOBNAGAR | 07.06.2012 | 0.0089723 | Submitted vide Distribution True-up petition for 2nd control Period as Annexure-I | Submitted vide Distribution True-up petition for 2nd control Period as Annexure-I
1481 | C10-Enha of DTR 63 to 100 atSS-VI Hanwa | MAHABOOBNAGAR | 07.06.2012 | 0.01045 | Submitted vide Distribution True-up petition for 2nd control Period as Annexure-I | Submitted vide Distribution True-up petition for 2nd control Period as Annexure-I
1482 | C10-119/8-9/DE/15KVA on2x10KVASS-16at B | MAHABOOBNAGAR | 07.06.2012 | 0.0024551 | Submitted vide Distribution True-up petition for 2nd control Period as Annexure-I | Submitted vide Distribution True-up petition for 2nd control Period as Annexure-I
1483 | C10-E/s to 1No 100 KVADTR on SS-I at Ra | MAHABOOBNAGAR | 07.06.2012 | 0.020025 | Submitted vide Distribution True-up petition for 2nd control Period as Annexure-I | Submitted vide Distribution True-up petition for 2nd control Period as Annexure-I
1484 | C10-E/sto 1No25KVADTR SS-2 at Vittaipal | MAHABOOBNAGAR | 07.06.2012 | 0.0097386 | Submitted vide Distribution True-up petition for 2nd control Period as Annexure-I | Submitted vide Distribution True-up petition for 2nd control Period as Annexure-I
1485 | C10-E/s to 1No 100 KVADTR on SS-2 at Ma | MAHABOOBNAGAR | 07.06.2012 | 0.018354 | Submitted vide Distribution True-up petition for 2nd control Period as Annexure-I | Submitted vide Distribution True-up petition for 2nd control Period as Annexure-I
1486 | C10-Ext of suply for conversion S╪3to 3 | MAHABOOBNAGAR | 07.06.2012 | 0.0065706 | Submitted vide Distribution True-up petition for 2nd control Period as Annexure-I | Submitted vide Distribution True-up petition for 2nd control Period as Annexure-I
1487 | C10-Ext of suply for conversion S╪3to 3 | MAHABOOBNAGAR | 07.06.2012 | 0.0022512 | Submitted vide Distribution True-up petition for 2nd control Period as Annexure-I | Submitted vide Distribution True-up petition for 2nd control Period as Annexure-I
1488 | C10-430/9-10/DE/2x25KVA DTR on SS-7 at | MAHABOOBNAGAR | 07.06.2012 | 0.014791 | Submitted vide Distribution True-up petition for 2nd control Period as Annexure-I | Submitted vide Distribution True-up petition for 2nd control Period as Annexure-I
1489 | C10-E/sto 1No100KVADTR SS-4 at Edulapal | MAHABOOBNAGAR | 07.06.2012 | 0.0083577 | Submitted vide Distribution True-up petition for 2nd control Period as Annexure-I | Submitted vide Distribution True-up petition for 2nd control Period as Annexure-I
1490 | C10-Eof2x25KVA DTRonSS-VI at Valyanaikt | MAHABOOBNAGAR | 07.06.2012 | 0.021145 | Submitted vide Distribution True-up petition for 2nd control Period as Annexure-I | Submitted vide Distribution True-up petition for 2nd control Period as Annexure-I
1491 | C10-Erof 100KVA Add,DTR on SSII at KUSH | MAHABOOBNAGAR | 07.06.2012 | 0.010877 | Submitted vide Distribution True-up petition for 2nd control Period as Annexure-I | Submitted vide Distribution True-up petition for 2nd control Period as Annexure-I
1492 | C10-25KVA DTR on SS-III at Thimmaipally | MAHABOOBNAGAR | 07.06.2012 | 0.014994 | Submitted vide Distribution True-up petition for 2nd control Period as Annexure-I | Submitted vide Distribution True-up petition for 2nd control Period as Annexure-I
1493 | C10-Ere of 63KVA DTR on SS-II at Jinnar | MAHABOOBNAGAR | 07.06.2012 | 0.013936 | Submitted vide Distribution True-up petition for 2nd control Period as Annexure-I | Submitted vide Distribution True-up petition for 2nd control Period as Annexure-I
1494 | C10-Eof2x25KVADTRonSS-III at Yellreddyp | MAHABOOBNAGAR | 07.06.2012 | 0.019435 | Submitted vide Distribution True-up petition for 2nd control Period as Annexure-I | Submitted vide Distribution True-up petition for 2nd control Period as Annexure-I
1495 | C10-E/s to 1No100 KVADTR on SS-14-18-09 | MAHABOOBNAGAR | 07.06.2012 | 0.014345 | Submitted vide Distribution True-up petition for 2nd control Period as Annexure-I | Submitted vide Distribution True-up petition for 2nd control Period as Annexure-I
1496 | C10-E/s to 1No 100 KVADTR on SS-4 at Ko | MAHABOOBNAGAR | 07.06.2012 | 0.016062 | Submitted vide Distribution True-up petition for 2nd control Period as Annexure-I | Submitted vide Distribution True-up petition for 2nd control Period as Annexure-I
1497 | C10-E100KVA Add,DTR on SS-II at Ubbadit | MAHABOOBNAGAR | 07.06.2012 | 0.011101 | Submitted vide Distribution True-up petition for 2nd control Period as Annexure-I | Submitted vide Distribution True-up petition for 2nd control Period as Annexure-I
1498 | C10-Eof 25KVA Addl DTR on SS-IV Venkata | MAHABOOBNAGAR | 07.06.2012 | 0.0076868 | Submitted vide Distribution True-up petition for 2nd control Period as Annexure-I | Submitted vide Distribution True-up petition for 2nd control Period as Annexure-I
1499 | C10-Er100KVA AddDTRonSS-IV at YELLAREDY | MAHABOOBNAGAR | 07.06.2012 | 0.011549 | Submitted vide Distribution True-up petition for 2nd control Period as Annexure-I | Submitted vide Distribution True-up petition for 2nd control Period as Annexure-I
1500 | C10-Eof100KVAAddDTRonSSII at Valyanaikt | MAHABOOBNAGAR | 07.06.2012 | 0.019826 | Submitted vide Distribution True-up petition for 2nd control Period as Annexure-I | Submitted vide Distribution True-up petition for 2nd control Period as Annexure-I
1501 | C10-E/s 2x25KVA DTR at Pallachalka Than | MAHABOOBNAGAR | 07.06.2012 | 0.016788 | Submitted vide Distribution True-up petition for 2nd control Period as Annexure-I | Submitted vide Distribution True-up petition for 2nd control Period as Annexure-I
1502 | C10-Erection of 0.39KM LT 3-╪ 4W/L to a | MAHABOOBNAGAR | 07.06.2012 | 0.0019864 | Submitted vide Distribution True-up petition for 2nd control Period as Annexure-I | Submitted vide Distribution True-up petition for 2nd control Period as Annexure-I
1503 | C10- 2x25KVA DTR on SS-IV at Maddur | MAHABOOBNAGAR | 07.06.2012 | 0.015847 | Submitted vide Distribution True-up petition for 2nd control Period as Annexure-I | Submitted vide Distribution True-up petition for 2nd control Period as Annexure-I
1504 | C10-2x25KVA DTR on SS-IV at Nagireddypa | MAHABOOBNAGAR | 07.06.2012 | 0.013835 | Submitted vide Distribution True-up petition for 2nd control Period as Annexure-I | Submitted vide Distribution True-up petition for 2nd control Period as Annexure-I
1505 | C10-E/s to 1No 63KVADTR on SS-7 at Boin | MAHABOOBNAGAR | 07.06.2012 | 0.0062722 | Submitted vide Distribution True-up petition for 2nd control Period as Annexure-I | Submitted vide Distribution True-up petition for 2nd control Period as Annexure-I
1506 | C10-215/9-10/DE/15KVA DTR on SS-XII at | MAHABOOBNAGAR | 07.06.2012 | 0.0038922 | Submitted vide Distribution True-up petition for 2nd control Period as Annexure-I | Submitted vide Distribution True-up petition for 2nd control Period as Annexure-I
1507 | C10-Erection of 25KVA DTR on-III Dorepa | MAHABOOBNAGAR | 07.06.2012 | 0.010258 | Submitted vide Distribution True-up petition for 2nd control Period as Annexure-I | Submitted vide Distribution True-up petition for 2nd control Period as Annexure-I
1508 | C10-Ereof 25KVA Add,DTR on SSIII DOREPA | MAHABOOBNAGAR | 07.06.2012 | 0.0098823 | Submitted vide Distribution True-up petition for 2nd control Period as Annexure-I | Submitted vide Distribution True-up petition for 2nd control Period as Annexure-I
1509 | C10-Ere of 25KVA DTR on SS-IV at Dupati | MAHABOOBNAGAR | 07.06.2012 | 0.010355 | Submitted vide Distribution True-up petition for 2nd control Period as Annexure-I | Submitted vide Distribution True-up petition for 2nd control Period as Annexure-I
1510 | C10-463/9-10/100KVA addl.DTRs on SS-VI, | MAHABOOBNAGAR | 07.06.2012 | 0.019796 | Submitted vide Distribution True-up petition for 2nd control Period as Annexure-I | Submitted vide Distribution True-up petition for 2nd control Period as Annexure-I
1511 | C10-Erection of 25KVA Add,DTR Chandrava | MAHABOOBNAGAR | 07.06.2012 | 0.010934 | Submitted vide Distribution True-up petition for 2nd control Period as Annexure-I | Submitted vide Distribution True-up petition for 2nd control Period as Annexure-I
1512 | C10-440/9-10/100KVA addl.DTR on SS-I, K | MAHABOOBNAGAR | 07.06.2012 | 0.018891 | Submitted vide Distribution True-up petition for 2nd control Period as Annexure-I | Submitted vide Distribution True-up petition for 2nd control Period as Annexure-I
1513 | C10-E/s to 1No 100 KVA DTR on SS-I at D | MAHABOOBNAGAR | 07.06.2012 | 0.023504 | Submitted vide Distribution True-up petition for 2nd control Period as Annexure-I | Submitted vide Distribution True-up petition for 2nd control Period as Annexure-I
1514 | C10-100KVA DTR on SS-XIII at Pothanpall | MAHABOOBNAGAR | 07.06.2012 | 0.022152 | Submitted vide Distribution True-up petition for 2nd control Period as Annexure-I | Submitted vide Distribution True-up petition for 2nd control Period as Annexure-I
1515 | C10-E/s 2x25KVA DTR at Mudvin in Amanga | MAHABOOBNAGAR | 07.06.2012 | 0.017947 | Submitted vide Distribution True-up petition for 2nd control Period as Annexure-I | Submitted vide Distribution True-up petition for 2nd control Period as Annexure-I
1516 | C10-Ere of 100KVA DTR on SS-VI at Mirja | MAHABOOBNAGAR | 07.06.2012 | 0.017524 | Submitted vide Distribution True-up petition for 2nd control Period as Annexure-I | Submitted vide Distribution True-up petition for 2nd control Period as Annexure-I
1517 | C10-Ereof 25KVA DTR on SS-II at Indapur | MAHABOOBNAGAR | 07.06.2012 | 0.010513 | Submitted vide Distribution True-up petition for 2nd control Period as Annexure-I | Submitted vide Distribution True-up petition for 2nd control Period as Annexure-I
1518 | C10-Ereof 00KVA Add,DTR on SS-I at Guru | MAHABOOBNAGAR | 07.06.2012 | 0.013216 | Submitted vide Distribution True-up petition for 2nd control Period as Annexure-I | Submitted vide Distribution True-up petition for 2nd control Period as Annexure-I
1519 | C10-E/s to 1No 100 KVADTR on SS-V at Ja | MAHABOOBNAGAR | 07.06.2012 | 0.016073 | Submitted vide Distribution True-up petition for 2nd control Period as Annexure-I | Submitted vide Distribution True-up petition for 2nd control Period as Annexure-I
1520 | C10-Ere of 100KVA DTR on SS-III at Momi | MAHABOOBNAGAR | 07.06.2012 | 0.0010301 | Submitted vide Distribution True-up petition for 2nd control Period as Annexure-I | Submitted vide Distribution True-up petition for 2nd control Period as Annexure-I
1521 | C10-Er 3x15KVA S-╪ DTRs on SS-II at PED | MAHABOOBNAGAR | 07.06.2012 | 0.0030913 | Submitted vide Distribution True-up petition for 2nd control Period as Annexure-I | Submitted vide Distribution True-up petition for 2nd control Period as Annexure-I
1522 | C10-Ere of 15KVA DTR on SS-I at Medikun | MAHABOOBNAGAR | 07.06.2012 | 0.0011103 | Submitted vide Distribution True-up petition for 2nd control Period as Annexure-I | Submitted vide Distribution True-up petition for 2nd control Period as Annexure-I
1523 | C10-184/9-10/DE/25KVA on25KVA SS-11at C | MAHABOOBNAGAR | 07.06.2012 | 0.0084457 | Submitted vide Distribution True-up petition for 2nd control Period as Annexure-I | Submitted vide Distribution True-up petition for 2nd control Period as Annexure-I
1524 | C10-E/s to1No.100 KVA DTR BandamidiTand | MAHABOOBNAGAR | 07.06.2012 | 0.0041713 | Submitted vide Distribution True-up petition for 2nd control Period as Annexure-I | Submitted vide Distribution True-up petition for 2nd control Period as Annexure-I
1525 | C10-E/s to 1No 25 KVADTR on SS-9 at Pan | MAHABOOBNAGAR | 07.06.2012 | 0.010903 | Submitted vide Distribution True-up petition for 2nd control Period as Annexure-I | Submitted vide Distribution True-up petition for 2nd control Period as Annexure-I
1526 | C10-E/s to 1No 100 KVADTR on SS-6 at Me | MAHABOOBNAGAR | 07.06.2012 | 0.0060537 | Submitted vide Distribution True-up petition for 2nd control Period as Annexure-I | Submitted vide Distribution True-up petition for 2nd control Period as Annexure-I
1527 | C10-Erection of 25KVA DTR on SS-VI at K | MAHABOOBNAGAR | 07.06.2012 | 0.014373 | Submitted vide Distribution True-up petition for 2nd control Period as Annexure-I | Submitted vide Distribution True-up petition for 2nd control Period as Annexure-I
1528 | C10-E/s to 1No 25KVADTR on SS-9 at Velj | MAHABOOBNAGAR | 07.06.2012 | 0.01401 | Submitted vide Distribution True-up petition for 2nd control Period as Annexure-I | Submitted vide Distribution True-up petition for 2nd control Period as Annexure-I
1529 | C10-E/s to 1No 25KVADTR on SS-6 at Kamm | MAHABOOBNAGAR | 07.06.2012 | 0.015791 | Submitted vide Distribution True-up petition for 2nd control Period as Annexure-I | Submitted vide Distribution True-up petition for 2nd control Period as Annexure-I
1530 | C10-Erection of 2x25KVA Add,DTR KOWDED | MAHABOOBNAGAR | 07.06.2012 | 0.018927 | Submitted vide Distribution True-up petition for 2nd control Period as Annexure-I | Submitted vide Distribution True-up petition for 2nd control Period as Annexure-I
1531 | C10-Ere of 63KVA DTR on SS-II at Challa | MAHABOOBNAGAR | 07.06.2012 | 0.010653 | Submitted vide Distribution True-up petition for 2nd control Period as Annexure-I | Submitted vide Distribution True-up petition for 2nd control Period as Annexure-I
1532 | C10-100KVA Add,DTR on SS-IV at Renivetl | MAHABOOBNAGAR | 07.06.2012 | 0.0049066 | Submitted vide Distribution True-up petition for 2nd control Period as Annexure-I | Submitted vide Distribution True-up petition for 2nd control Period as Annexure-I
1533 | C10-Er of25KVA Add,DTR onSSVII at IBRAH | MAHABOOBNAGAR | 07.06.2012 | 0.010485 | Submitted vide Distribution True-up petition for 2nd control Period as Annexure-I | Submitted vide Distribution True-up petition for 2nd control Period as Annexure-I
1534 | C10-E/s to 1No 100 KVADTR on SS-V at Ek | MAHABOOBNAGAR | 07.06.2012 | 0.011427 | Submitted vide Distribution True-up petition for 2nd control Period as Annexure-I | Submitted vide Distribution True-up petition for 2nd control Period as Annexure-I
1535 | C10-718/8-9/DE/25KVAon100KVASS-1 at Kon | MAHABOOBNAGAR | 07.06.2012 | 0.012648 | Submitted vide Distribution True-up petition for 2nd control Period as Annexure-I | Submitted vide Distribution True-up petition for 2nd control Period as Annexure-I
1536 | C10-Ere of 100KVA DTR on SS-V at Kothap | MAHABOOBNAGAR | 07.06.2012 | 0.0036054 | Submitted vide Distribution True-up petition for 2nd control Period as Annexure-I | Submitted vide Distribution True-up petition for 2nd control Period as Annexure-I
1537 | C10-ere of 25KVA DTR on ss-II at Damagn | MAHABOOBNAGAR | 07.06.2012 | 0.0036693 | Submitted vide Distribution True-up petition for 2nd control Period as Annexure-I | Submitted vide Distribution True-up petition for 2nd control Period as Annexure-I
1538 | C10-719/8-9/DE/2x25KVAon100KVASS-7at Ko | MAHABOOBNAGAR | 07.06.2012 | 0.01498 | Submitted vide Distribution True-up petition for 2nd control Period as Annexure-I | Submitted vide Distribution True-up petition for 2nd control Period as Annexure-I
1539 | C10-E25KVA Add,DTRon SSIII at Bandamedi | MAHABOOBNAGAR | 07.06.2012 | 0.011891 | Submitted vide Distribution True-up petition for 2nd control Period as Annexure-I | Submitted vide Distribution True-up petition for 2nd control Period as Annexure-I
1540 | C10-Erof 3x15KVA Add,DTR on at PALLERLA | MAHABOOBNAGAR | 07.06.2012 | 0.0020602 | Submitted vide Distribution True-up petition for 2nd control Period as Annexure-I | Submitted vide Distribution True-up petition for 2nd control Period as Annexure-I
1541 | C10-2x25KVA DTRon SS-IIIat Chatriyanaik | MAHABOOBNAGAR | 07.06.2012 | 0.0047958 | Submitted vide Distribution True-up petition for 2nd control Period as Annexure-I | Submitted vide Distribution True-up petition for 2nd control Period as Annexure-I
1542 | C10-E/s to 1No 100 KVADTR on SS-7 at Do | MAHABOOBNAGAR | 07.06.2012 | 0.01752 | Submitted vide Distribution True-up petition for 2nd control Period as Annexure-I | Submitted vide Distribution True-up petition for 2nd control Period as Annexure-I
1543 | C10-E/s to 1No 100 KVADTR on SS-XX at K | MAHABOOBNAGAR | 07.06.2012 | 0.017635 | Submitted vide Distribution True-up petition for 2nd control Period as Annexure-I | Submitted vide Distribution True-up petition for 2nd control Period as Annexure-I
1544 | C10-410/9-10/DE/100KVA DTR on100KVA SS- | MAHABOOBNAGAR | 07.06.2012 | 0.016916 | Submitted vide Distribution True-up petition for 2nd control Period as Annexure-I | Submitted vide Distribution True-up petition for 2nd control Period as Annexure-I
1545 | C10-E/s to 1No 100 KVADTR on SS-1 at Jo | MAHABOOBNAGAR | 07.06.2012 | 0.015936 | Submitted vide Distribution True-up petition for 2nd control Period as Annexure-I | Submitted vide Distribution True-up petition for 2nd control Period as Annexure-I
1546 | C10-E/s to 1No 100 KVADTR on SS-2 at Ve | MAHABOOBNAGAR | 07.06.2012 | 0.016015 | Submitted vide Distribution True-up petition for 2nd control Period as Annexure-I | Submitted vide Distribution True-up petition for 2nd control Period as Annexure-I
1547 | C10-E/s to 1No 100 KVADTR on SS-4 at Ay | MAHABOOBNAGAR | 07.06.2012 | 0.0181 | Submitted vide Distribution True-up petition for 2nd control Period as Annexure-I | Submitted vide Distribution True-up petition for 2nd control Period as Annexure-I
1548 | C10- 100KVA DTR on SS-IV at Perur | MAHABOOBNAGAR | 07.06.2012 | 0.019318 | Submitted vide Distribution True-up petition for 2nd control Period as Annexure-I | Submitted vide Distribution True-up petition for 2nd control Period as Annexure-I
1549 | C10-Ere of 25KVA DTR on SS-iii at Gopl | MAHABOOBNAGAR | 07.06.2012 | 0.012175 | Submitted vide Distribution True-up petition for 2nd control Period as Annexure-I | Submitted vide Distribution True-up petition for 2nd control Period as Annexure-I
1550 | C10-100KVA Add,DTR on SS-III at Munimok | MAHABOOBNAGAR | 07.06.2012 | 0.0038701 | Submitted vide Distribution True-up petition for 2nd control Period as Annexure-I | Submitted vide Distribution True-up petition for 2nd control Period as Annexure-I
1551 | C10-100KVA DTR on SS-II at Kucharlathan | MAHABOOBNAGAR | 07.06.2012 | 0.0061361 | Submitted vide Distribution True-up petition for 2nd control Period as Annexure-I | Submitted vide Distribution True-up petition for 2nd control Period as Annexure-I
1552 | C10-E/s to 2x25KVADTR on SS-9 at Buchig | MAHABOOBNAGAR | 07.06.2012 | 0.021045 | Submitted vide Distribution True-up petition for 2nd control Period as Annexure-I | Submitted vide Distribution True-up petition for 2nd control Period as Annexure-I
1553 | C10-erection of 2x25 KVA DTR on ss-VI a | MAHABOOBNAGAR | 07.06.2012 | 0.018157 | Submitted vide Distribution True-up petition for 2nd control Period as Annexure-I | Submitted vide Distribution True-up petition for 2nd control Period as Annexure-I
1554 | C10-E/s to 1No 25 KVADTR on SS-4 at Pap | MAHABOOBNAGAR | 07.06.2012 | 0.015604 | Submitted vide Distribution True-up petition for 2nd control Period as Annexure-I | Submitted vide Distribution True-up petition for 2nd control Period as Annexure-I
1555 | C10-E/s to 1No 25 KVADTR on SS-20 at th | MAHABOOBNAGAR | 07.06.2012 | 0.0099626 | Submitted vide Distribution True-up petition for 2nd control Period as Annexure-I | Submitted vide Distribution True-up petition for 2nd control Period as Annexure-I
1556 | C10-E/s to 1No 100 KVA DTR on SS-7 Kond | MAHABOOBNAGAR | 07.06.2012 | 0.016522 | Submitted vide Distribution True-up petition for 2nd control Period as Annexure-I | Submitted vide Distribution True-up petition for 2nd control Period as Annexure-I
1557 | C10-E/s to 1No 25 KVADTR at Rameshwara | MAHABOOBNAGAR | 07.06.2012 | 0.014911 | Submitted vide Distribution True-up petition for 2nd control Period as Annexure-I | Submitted vide Distribution True-up petition for 2nd control Period as Annexure-I
1558 | C10-E/s to 1No. 25 KVADTR on SS-VI at | MAHABOOBNAGAR | 07.06.2012 | 0.01808 | Submitted vide Distribution True-up petition for 2nd control Period as Annexure-I | Submitted vide Distribution True-up petition for 2nd control Period as Annexure-I
1559 | C10-E/s to 1No 100 KVADTR on SS-3 at B | MAHABOOBNAGAR | 07.06.2012 | 0.018308 | Submitted vide Distribution True-up petition for 2nd control Period as Annexure-I | Submitted vide Distribution True-up petition for 2nd control Period as Annexure-I
1560 | C10-Shifting of 1No. 100 KVADTR on SS-6 | MAHABOOBNAGAR | 07.06.2012 | 0.010714 | Submitted vide Distribution True-up petition for 2nd control Period as Annexure-I | Submitted vide Distribution True-up petition for 2nd control Period as Annexure-I
1561 | C10-Erof 25KVA Add,DTR on SSIX at Maddu | MAHABOOBNAGAR | 07.06.2012 | 0.012393 | Submitted vide Distribution True-up petition for 2nd control Period as Annexure-I | Submitted vide Distribution True-up petition for 2nd control Period as Annexure-I
1562 | C10-E/s to 2x25 KVADTR on SS-V at Kisha | MAHABOOBNAGAR | 07.06.2012 | 0.014454 | Submitted vide Distribution True-up petition for 2nd control Period as Annexure-I | Submitted vide Distribution True-up petition for 2nd control Period as Annexure-I
1563 | C10-E/s to 1No 160 KVADTR on SS-18 at S | MAHABOOBNAGAR | 07.06.2012 | 0.014126 | Submitted vide Distribution True-up petition for 2nd control Period as Annexure-I | Submitted vide Distribution True-up petition for 2nd control Period as Annexure-I
1564 | C10-E/s to 1No 100 KVADTR on SS-28 Sha | MAHABOOBNAGAR | 07.06.2012 | 0.019245 | Submitted vide Distribution True-up petition for 2nd control Period as Annexure-I | Submitted vide Distribution True-up petition for 2nd control Period as Annexure-I
1565 | C10-Er of 3x15KVA S-╪ DTRs on SS-VI atB | MAHABOOBNAGAR | 07.06.2012 | 0.0021395 | Submitted vide Distribution True-up petition for 2nd control Period as Annexure-I | Submitted vide Distribution True-up petition for 2nd control Period as Annexure-I
1566 | C10-Erection of 3x15KVA S-╪ DTRs on SS- | MAHABOOBNAGAR | 07.06.2012 | 0.0064845 | Submitted vide Distribution True-up petition for 2nd control Period as Annexure-I | Submitted vide Distribution True-up petition for 2nd control Period as Annexure-I
1567 | C10-433/9-10/DE/100KVA DTR on SS-VI at | MAHABOOBNAGAR | 07.06.2012 | 0.017624 | Submitted vide Distribution True-up petition for 2nd control Period as Annexure-I | Submitted vide Distribution True-up petition for 2nd control Period as Annexure-I
1568 | C10-E/s to 1No 25 KVADTR on SS-4 at Cho | MAHABOOBNAGAR | 07.06.2012 | 0.013116 | Submitted vide Distribution True-up petition for 2nd control Period as Annexure-I | Submitted vide Distribution True-up petition for 2nd control Period as Annexure-I
1569 | C10-E/s to 1No 25 KVADTR on SS-XI at Ka | MAHABOOBNAGAR | 07.06.2012 | 0.012424 | Submitted vide Distribution True-up petition for 2nd control Period as Annexure-I | Submitted vide Distribution True-up petition for 2nd control Period as Annexure-I
1570 | C10-Ere of 25KVA DTR on SS-VII at Damar | MAHABOOBNAGAR | 07.06.2012 | 0.0088583 | Submitted vide Distribution True-up petition for 2nd control Period as Annexure-I | Submitted vide Distribution True-up petition for 2nd control Period as Annexure-I
1571 | C10-Eisto 1No. 25 KVADTR on SS-8 at Sol | MAHABOOBNAGAR | 07.06.2012 | 0.013084 | Submitted vide Distribution True-up petition for 2nd control Period as Annexure-I | Submitted vide Distribution True-up petition for 2nd control Period as Annexure-I
1572 | C10-Erof25KVA DTR on SS-IV at Chinnadar | MAHABOOBNAGAR | 07.06.2012 | 0.017419 | Submitted vide Distribution True-up petition for 2nd control Period as Annexure-I | Submitted vide Distribution True-up petition for 2nd control Period as Annexure-I
1573 | C10-25KVA DTR on SS-II at Shirivenkatap | MAHABOOBNAGAR | 07.06.2012 | 0.0098474 | Submitted vide Distribution True-up petition for 2nd control Period as Annexure-I | Submitted vide Distribution True-up petition for 2nd control Period as Annexure-I
1574 | C10-Erecti of 25KVA DTR on SS-II at Iya | MAHABOOBNAGAR | 07.06.2012 | 0.013223 | Submitted vide Distribution True-up petition for 2nd control Period as Annexure-I | Submitted vide Distribution True-up petition for 2nd control Period as Annexure-I
1575 | C10-Erection of 3x10KVA S-╪ DTRs on SS- | MAHABOOBNAGAR | 07.06.2012 | 0.00089139 | Submitted vide Distribution True-up petition for 2nd control Period as Annexure-I | Submitted vide Distribution True-up petition for 2nd control Period as Annexure-I
1576 | C10-Erection of 2x25KVA Add,DTR on exis | MAHABOOBNAGAR | 07.06.2012 | 0.019737 | Submitted vide Distribution True-up petition for 2nd control Period as Annexure-I | Submitted vide Distribution True-up petition for 2nd control Period as Annexure-I
1577 | C10-1x15KVA DTR on SS-III at Lokirevu | MAHABOOBNAGAR | 07.06.2012 | 0.0027409 | Submitted vide Distribution True-up petition for 2nd control Period as Annexure-I | Submitted vide Distribution True-up petition for 2nd control Period as Annexure-I
1578 | C10-E/s to 1No 25 KVA addl DTR on SS-6 | MAHABOOBNAGAR | 07.06.2012 | 0.011125 | Submitted vide Distribution True-up petition for 2nd control Period as Annexure-I | Submitted vide Distribution True-up petition for 2nd control Period as Annexure-I
1579 | C10-Ere of 25KVA DTR on SS-I at Pallega | MAHABOOBNAGAR | 07.06.2012 | 0.012172 | Submitted vide Distribution True-up petition for 2nd control Period as Annexure-I | Submitted vide Distribution True-up petition for 2nd control Period as Annexure-I
1580 | C10-E/s to 1No 100KVADTR on SS-Vat Gudi | MAHABOOBNAGAR | 07.06.2012 | 0.018397 | Submitted vide Distribution True-up petition for 2nd control Period as Annexure-I | Submitted vide Distribution True-up petition for 2nd control Period as Annexure-I
1581 | C10-Erection of 63KVA DTR on SS-XIV at | MAHABOOBNAGAR | 07.06.2012 | 0.019626 | Submitted vide Distribution True-up petition for 2nd control Period as Annexure-I | Submitted vide Distribution True-up petition for 2nd control Period as Annexure-I
1582 | C10-Ereof 100 KVA DTR Kumarlingampally | MAHABOOBNAGAR | 07.06.2012 | 0.016065 | Submitted vide Distribution True-up petition for 2nd control Period as Annexure-I | Submitted vide Distribution True-up petition for 2nd control Period as Annexure-I
1583 | C10-Re-Orientation of 3x10 S╪ DTR SS-4 | MAHABOOBNAGAR | 07.06.2012 | 0.001853 | Submitted vide Distribution True-up petition for 2nd control Period as Annexure-I | Submitted vide Distribution True-up petition for 2nd control Period as Annexure-I
1584 | C10-E/s to 1No 100 KVADTR on SS-8 at G | MAHABOOBNAGAR | 07.06.2012 | 0.015234 | Submitted vide Distribution True-up petition for 2nd control Period as Annexure-I | Submitted vide Distribution True-up petition for 2nd control Period as Annexure-I
1585 | C10-E/s to 1No 25 KVADTR on SS-15 at Ko | MAHABOOBNAGAR | 07.06.2012 | 0.0089177 | Submitted vide Distribution True-up petition for 2nd control Period as Annexure-I | Submitted vide Distribution True-up petition for 2nd control Period as Annexure-I
1586 | C10-453/9-10/100KVA addl.DTRs on SS-I, | MAHABOOBNAGAR | 07.06.2012 | 0.019154 | Submitted vide Distribution True-up petition for 2nd control Period as Annexure-I | Submitted vide Distribution True-up petition for 2nd control Period as Annexure-I
1587 | C10-E/t 1No 100 KVADTR on SS-8 at Seng | MAHABOOBNAGAR | 07.06.2012 | 0.016765 | Submitted vide Distribution True-up petition for 2nd control Period as Annexure-I | Submitted vide Distribution True-up petition for 2nd control Period as Annexure-I
1588 | C10-100KVA DTR on SS-XXX at Bapankuntat | MAHABOOBNAGAR | 07.06.2012 | 0.009418 | Submitted vide Distribution True-up petition for 2nd control Period as Annexure-I | Submitted vide Distribution True-up petition for 2nd control Period as Annexure-I
1589 | C10- 63KVA DTR on SS-I at kothapally | MAHABOOBNAGAR | 07.06.2012 | 0.018824 | Submitted vide Distribution True-up petition for 2nd control Period as Annexure-I | Submitted vide Distribution True-up petition for 2nd control Period as Annexure-I
1590 | C10-Enhancement 63 to 100DTR SS-7 at Ra | MAHABOOBNAGAR | 07.06.2012 | 0.014345 | Submitted vide Distribution True-up petition for 2nd control Period as Annexure-I | Submitted vide Distribution True-up petition for 2nd control Period as Annexure-I
1591 | C10-Erection of 100KVA DTR on SS-II at | MAHABOOBNAGAR | 07.06.2012 | 0.0054136 | Submitted vide Distribution True-up petition for 2nd control Period as Annexure-I | Submitted vide Distribution True-up petition for 2nd control Period as Annexure-I
1592 | C10-Provding of 11Nos. earthing arrange | MAHABOOBNAGAR | 07.06.2012 | 0.0045052 | Submitted vide Distribution True-up petition for 2nd control Period as Annexure-I | Submitted vide Distribution True-up petition for 2nd control Period as Annexure-I
1593 | C10-Provding of 11Nos. earthing arrange | MAHABOOBNAGAR | 07.06.2012 | 0.0045052 | Submitted vide Distribution True-up petition for 2nd control Period as Annexure-I | Submitted vide Distribution True-up petition for 2nd control Period as Annexure-I
1594 | C10-Provding of 11Nos. earthing arrange | MAHABOOBNAGAR | 07.06.2012 | 0.0045052 | Submitted vide Distribution True-up petition for 2nd control Period as Annexure-I | Submitted vide Distribution True-up petition for 2nd control Period as Annexure-I
1595 | C10-Provding of 11Nos. earthing arrange | MAHABOOBNAGAR | 07.06.2012 | 0.0045052 | Submitted vide Distribution True-up petition for 2nd control Period as Annexure-I | Submitted vide Distribution True-up petition for 2nd control Period as Annexure-I
1596 | C10-100 KVA dtr on ss-IX at Deepally | MAHABOOBNAGAR | 07.06.2012 | 0.0051851 | Submitted vide Distribution True-up petition for 2nd control Period as Annexure-I | Submitted vide Distribution True-up petition for 2nd control Period as Annexure-I
1597 | C10-100KVA DTR on SS-V at Kannaipally | MAHABOOBNAGAR | 07.06.2012 | 0.014051 | Submitted vide Distribution True-up petition for 2nd control Period as Annexure-I | Submitted vide Distribution True-up petition for 2nd control Period as Annexure-I
1598 | C10-E/s to 1No 25 KVADTR on SS-3 at Vee | MAHABOOBNAGAR | 07.06.2012 | 0.0085492 | Submitted vide Distribution True-up petition for 2nd control Period as Annexure-I | Submitted vide Distribution True-up petition for 2nd control Period as Annexure-I
1599 | C10-E/s to 1No 100 KVADTR on SS-4 at Ma | MAHABOOBNAGAR | 07.06.2012 | 0.017133 | Submitted vide Distribution True-up petition for 2nd control Period as Annexure-I | Submitted vide Distribution True-up petition for 2nd control Period as Annexure-I
1600 | C10-Providing1No 100Stolen KVA DTR SS- | MAHABOOBNAGAR | 07.06.2012 | 0.01276 | Submitted vide Distribution True-up petition for 2nd control Period as Annexure-I | Submitted vide Distribution True-up petition for 2nd control Period as Annexure-I
1601 | C10-E/s to 1No 100 KVADTR on SS-10 at M | MAHABOOBNAGAR | 07.06.2012 | 0.01264 | Submitted vide Distribution True-up petition for 2nd control Period as Annexure-I | Submitted vide Distribution True-up petition for 2nd control Period as Annexure-I
1602 | C10-Re-Orientation of 3x10 S╪ DTR SS-9 | MAHABOOBNAGAR | 07.06.2012 | 0.0060866 | Submitted vide Distribution True-up petition for 2nd control Period as Annexure-I | Submitted vide Distribution True-up petition for 2nd control Period as Annexure-I
1603 | C10-E/s to 1No 100 KVADTR on SS-9 at A | MAHABOOBNAGAR | 07.06.2012 | 0.0148 | Submitted vide Distribution True-up petition for 2nd control Period as Annexure-I | Submitted vide Distribution True-up petition for 2nd control Period as Annexure-I
1604 | C10-Erection of 100KVA DTR Chinnadaropa | MAHABOOBNAGAR | 07.06.2012 | 0.016604 | Submitted vide Distribution True-up petition for 2nd control Period as Annexure-I | Submitted vide Distribution True-up petition for 2nd control Period as Annexure-I
1605 | C10-E/s 25KVA Addl DTR on SS-V at Hakee | MAHABOOBNAGAR | 07.06.2012 | 0.011959 | Submitted vide Distribution True-up petition for 2nd control Period as Annexure-I | Submitted vide Distribution True-up petition for 2nd control Period as Annexure-I
1606 | C10-Provding of 11Nos. earthing arrange | MAHABOOBNAGAR | 07.06.2012 | 0.0045052 | Submitted vide Distribution True-up petition for 2nd control Period as Annexure-I | Submitted vide Distribution True-up petition for 2nd control Period as Annexure-I
1607 | C10-Provding of 11Nos. earthing arrange | MAHABOOBNAGAR | 07.06.2012 | 0.0045052 | Submitted vide Distribution True-up petition for 2nd control Period as Annexure-I | Submitted vide Distribution True-up petition for 2nd control Period as Annexure-I
1608 | C10-E/s to 1No.100 KVADTR on SS-9 at Ma | MAHABOOBNAGAR | 07.06.2012 | 0.0045627 | Submitted vide Distribution True-up petition for 2nd control Period as Annexure-I | Submitted vide Distribution True-up petition for 2nd control Period as Annexure-I
1609 | C10-E/sto 1No 25 KVADTR on SS-3 Ramredd | MAHABOOBNAGAR | 07.06.2012 | 0.013048 | Submitted vide Distribution True-up petition for 2nd control Period as Annexure-I | Submitted vide Distribution True-up petition for 2nd control Period as Annexure-I
1610 | C10-E/s to 1No 100 KVADTR on SS-8 at En | MAHABOOBNAGAR | 07.06.2012 | 0.016017 | Submitted vide Distribution True-up petition for 2nd control Period as Annexure-I | Submitted vide Distribution True-up petition for 2nd control Period as Annexure-I
1611 | C10-E/s to 1No 63 KVADTR on SS-2 at Tha | MAHABOOBNAGAR | 07.06.2012 | 0.012992 | Submitted vide Distribution True-up petition for 2nd control Period as Annexure-I | Submitted vide Distribution True-up petition for 2nd control Period as Annexure-I
1612 | C10-erection 25KVA DTR Munimoksham,hanw | MAHABOOBNAGAR | 07.06.2012 | 0.0095831 | Submitted vide Distribution True-up petition for 2nd control Period as Annexure-I | Submitted vide Distribution True-up petition for 2nd control Period as Annexure-I
1613 | C10-E/s to 1No 100 KVADTR on SS-2 at Ko | MAHABOOBNAGAR | 07.06.2012 | 0.018366 | Submitted vide Distribution True-up petition for 2nd control Period as Annexure-I | Submitted vide Distribution True-up petition for 2nd control Period as Annexure-I
1614 | C10-Reconductoring of 9.0KM on 11KV Wad | MAHABOOBNAGAR | 29.10.2012 | 0.023821 | Submitted vide Distribution True-up petition for 2nd control Period as Annexure-I | Submitted vide Distribution True-up petition for 2nd control Period as Annexure-I
1615 | C10-160/DE/2x15KVAon3x10KVASS-12at Gorl | MAHABOOBNAGAR | 07.06.2012 | 0.0040479 | Submitted vide Distribution True-up petition for 2nd control Period as Annexure-I | Submitted vide Distribution True-up petition for 2nd control Period as Annexure-I
1616 | C10-E/s to 3x15 KVA DTR on SS-I at Mari | MAHABOOBNAGAR | 07.06.2012 | 0.016963 | Submitted vide Distribution True-up petition for 2nd control Period as Annexure-I | Submitted vide Distribution True-up petition for 2nd control Period as Annexure-I
1617 | C10-Erection of 25KVA Add,DTR Renivetla | MAHABOOBNAGAR | 07.06.2012 | 0.012222 | Submitted vide Distribution True-up petition for 2nd control Period as Annexure-I | Submitted vide Distribution True-up petition for 2nd control Period as Annexure-I
1618 | C10-100KVA Add,DTR on SS-XI at Sajanapu | MAHABOOBNAGAR | 07.06.2012 | 0.0097528 | Submitted vide Distribution True-up petition for 2nd control Period as Annexure-I | Submitted vide Distribution True-up petition for 2nd control Period as Annexure-I
1619 | C10-Ereof 25KVA DTR on SS-II at Chowder | MAHABOOBNAGAR | 07.06.2012 | 0.012759 | Submitted vide Distribution True-up petition for 2nd control Period as Annexure-I | Submitted vide Distribution True-up petition for 2nd control Period as Annexure-I
1620 | C10-Ere of 25KVA DTR on SS-I at Buranpu | MAHABOOBNAGAR | 07.06.2012 | 0.012482 | Submitted vide Distribution True-up petition for 2nd control Period as Annexure-I | Submitted vide Distribution True-up petition for 2nd control Period as Annexure-I
1621 | C10-Ere of 25KVA DTR on SS-III at Mahan | MAHABOOBNAGAR | 07.06.2012 | 0.012355 | Submitted vide Distribution True-up petition for 2nd control Period as Annexure-I | Submitted vide Distribution True-up petition for 2nd control Period as Annexure-I
1622 | C10-Ereof 25KVA DTRon SS-II at Allikhan | MAHABOOBNAGAR | 07.06.2012 | 0.014463 | Submitted vide Distribution True-up petition for 2nd control Period as Annexure-I | Submitted vide Distribution True-up petition for 2nd control Period as Annexure-I
1623 | C10-Ere of 25KVA DTR on SS-IV at Wadich | MAHABOOBNAGAR | 07.06.2012 | 0.0079763 | Submitted vide Distribution True-up petition for 2nd control Period as Annexure-I | Submitted vide Distribution True-up petition for 2nd control Period as Annexure-I
1624 | C10-Ereof 25KVA DTR on SS-V at Nandarpu | MAHABOOBNAGAR | 07.06.2012 | 0.012673 | Submitted vide Distribution True-up petition for 2nd control Period as Annexure-I | Submitted vide Distribution True-up petition for 2nd control Period as Annexure-I
1625 | C10-Ereof 25KVA Add,DTR on kothapet | MAHABOOBNAGAR | 07.06.2012 | 0.0024374 | Submitted vide Distribution True-up petition for 2nd control Period as Annexure-I | Submitted vide Distribution True-up petition for 2nd control Period as Annexure-I
1626 | C10-Ere of 100KVA DTR on SS-II at Chenn | MAHABOOBNAGAR | 07.06.2012 | 0.019334 | Submitted vide Distribution True-up petition for 2nd control Period as Annexure-I | Submitted vide Distribution True-up petition for 2nd control Period as Annexure-I
1627 | C10-Ere of 25KVA DTR on SS-II at Muktip | MAHABOOBNAGAR | 07.06.2012 | 0.010418 | Submitted vide Distribution True-up petition for 2nd control Period as Annexure-I | Submitted vide Distribution True-up petition for 2nd control Period as Annexure-I
1628 | C10-518/9-10/25KVA addl.DTRs on SS-V, V | MAHABOOBNAGAR | 07.06.2012 | 0.012878 | Submitted vide Distribution True-up petition for 2nd control Period as Annexure-I | Submitted vide Distribution True-up petition for 2nd control Period as Annexure-I
1629 | C10-Erection of 100KVA DTR on SS-IV at | MAHABOOBNAGAR | 07.06.2012 | 0.01547 | Submitted vide Distribution True-up petition for 2nd control Period as Annexure-I | Submitted vide Distribution True-up petition for 2nd control Period as Annexure-I
1630 | C10-E/s to 1No 25 KVADTR on SS-8 at Amm | MAHABOOBNAGAR | 07.06.2012 | 0.0080959 | Submitted vide Distribution True-up petition for 2nd control Period as Annexure-I | Submitted vide Distribution True-up petition for 2nd control Period as Annexure-I
1631 | C10-Ere if 1No. 315KVA DTR SS-75 at Sha | MAHABOOBNAGAR | 07.06.2012 | 0.035835 | Submitted vide Distribution True-up petition for 2nd control Period as Annexure-I | Submitted vide Distribution True-up petition for 2nd control Period as Annexure-I
1632 | C10-Ere if 1No. 315KVA DTR SS-22 at Sha | MAHABOOBNAGAR | 07.06.2012 | 0.035835 | Submitted vide Distribution True-up petition for 2nd control Period as Annexure-I | Submitted vide Distribution True-up petition for 2nd control Period as Annexure-I
1633 | C10-Enhancement of 63KVA to 100 DTR on | MAHABOOBNAGAR | 07.06.2012 | 0.012372 | Submitted vide Distribution True-up petition for 2nd control Period as Annexure-I | Submitted vide Distribution True-up petition for 2nd control Period as Annexure-I
1634 | C10-Ereof 25KVA Add,DTR on SS-I at Daya | MAHABOOBNAGAR | 07.06.2012 | 0.007154 | Submitted vide Distribution True-up petition for 2nd control Period as Annexure-I | Submitted vide Distribution True-up petition for 2nd control Period as Annexure-I
1635 | C10-100KVA Add,DTR on SS-IV at Ramannap | MAHABOOBNAGAR | 07.06.2012 | 0.017783 | Submitted vide Distribution True-up petition for 2nd control Period as Annexure-I | Submitted vide Distribution True-up petition for 2nd control Period as Annexure-I
1636 | C10-16/9-10/DE/10No.sEarths of S-PhDTRs | MAHABOOBNAGAR | 07.06.2012 | 0.004675 | Submitted vide Distribution True-up petition for 2nd control Period as Annexure-I | Submitted vide Distribution True-up petition for 2nd control Period as Annexure-I
1637 | C10-17/9-10/DE/10No.sEarths of S-PhDTRs | MAHABOOBNAGAR | 07.06.2012 | 0.004675 | Submitted vide Distribution True-up petition for 2nd control Period as Annexure-I | Submitted vide Distribution True-up petition for 2nd control Period as Annexure-I
1638 | C10-18/9-10/DE/10No.sEarths of S-PhDTRs | MAHABOOBNAGAR | 07.06.2012 | 0.004675 | Submitted vide Distribution True-up petition for 2nd control Period as Annexure-I | Submitted vide Distribution True-up petition for 2nd control Period as Annexure-I
1639 | C10-Ere of 25KVA DTR on SS-IV at Mukthi | MAHABOOBNAGAR | 07.06.2012 | 0.011277 | Submitted vide Distribution True-up petition for 2nd control Period as Annexure-I | Submitted vide Distribution True-up petition for 2nd control Period as Annexure-I
1640 | C10-Ere of 25KVA Add,DTR onSSXII at ANK | MAHABOOBNAGAR | 07.06.2012 | 0.011263 | Submitted vide Distribution True-up petition for 2nd control Period as Annexure-I | Submitted vide Distribution True-up petition for 2nd control Period as Annexure-I
1641 | C10-E/s to 1No 100 KVADTR on SS-23 at R | MAHABOOBNAGAR | 07.06.2012 | 0.015782 | Submitted vide Distribution True-up petition for 2nd control Period as Annexure-I | Submitted vide Distribution True-up petition for 2nd control Period as Annexure-I
1642 | C10-100 KVA on ss-X at Zamistapur | MAHABOOBNAGAR | 07.06.2012 | 0.0049965 | Submitted vide Distribution True-up petition for 2nd control Period as Annexure-I | Submitted vide Distribution True-up petition for 2nd control Period as Annexure-I
1643 | C10-454/9-10/DE/100KVAon100KVASS-5at Bu | MAHABOOBNAGAR | 07.06.2012 | 0.016683 | Submitted vide Distribution True-up petition for 2nd control Period as Annexure-I | Submitted vide Distribution True-up petition for 2nd control Period as Annexure-I
1644 | C10-353/9-10/DE/100KVA DTR on SS-X at J | MAHABOOBNAGAR | 07.06.2012 | 0.016567 | Submitted vide Distribution True-up petition for 2nd control Period as Annexure-I | Submitted vide Distribution True-up petition for 2nd control Period as Annexure-I
1645 | C10-19/9-10/DE/10No.sEarths of S-PhDTRs | MAHABOOBNAGAR | 07.06.2012 | 0.004675 | Submitted vide Distribution True-up petition for 2nd control Period as Annexure-I | Submitted vide Distribution True-up petition for 2nd control Period as Annexure-I
1646 | C10-E/sfor3hrs Aglsers LT 24 to 7hrsupl | MAHABOOBNAGAR | 07.06.2012 | 0.0017068 | Submitted vide Distribution True-up petition for 2nd control Period as Annexure-I | Submitted vide Distribution True-up petition for 2nd control Period as Annexure-I
1647 | C10-E/s to 1No 100KVADTR on SS-IV at Th | MAHABOOBNAGAR | 07.06.2012 | 0.002459 | Submitted vide Distribution True-up petition for 2nd control Period as Annexure-I | Submitted vide Distribution True-up petition for 2nd control Period as Annexure-I
1648 | C10-418/9-10/25KVA addl.DTRs on SS-II, | MAHABOOBNAGAR | 07.06.2012 | 0.0087197 | Submitted vide Distribution True-up petition for 2nd control Period as Annexure-I | Submitted vide Distribution True-up petition for 2nd control Period as Annexure-I
1649 | C10-E/s to 1No 25 KVADTR on SS-6 at Din | MAHABOOBNAGAR | 07.06.2012 | 0.010617 | Submitted vide Distribution True-up petition for 2nd control Period as Annexure-I | Submitted vide Distribution True-up petition for 2nd control Period as Annexure-I
1650 | C10-E/s to 1No 25 KVADTR on SS-1 at Din | MAHABOOBNAGAR | 07.06.2012 | 0.0089244 | Submitted vide Distribution True-up petition for 2nd control Period as Annexure-I | Submitted vide Distribution True-up petition for 2nd control Period as Annexure-I
1651 | C10-E/s to 2x25 KVADTR on SS-V at Dindi | MAHABOOBNAGAR | 07.06.2012 | 0.018509 | Submitted vide Distribution True-up petition for 2nd control Period as Annexure-I | Submitted vide Distribution True-up petition for 2nd control Period as Annexure-I
1652 | C10-Ere of 25KVA Add,DTR onSSX at RENIV | MAHABOOBNAGAR | 07.06.2012 | 0.012738 | Submitted vide Distribution True-up petition for 2nd control Period as Annexure-I | Submitted vide Distribution True-up petition for 2nd control Period as Annexure-I
1653 | C10-Erec of 63 KVA DTr onss-II at Oblap | MAHABOOBNAGAR | 07.06.2012 | 0.0050742 | Submitted vide Distribution True-up petition for 2nd control Period as Annexure-I | Submitted vide Distribution True-up petition for 2nd control Period as Annexure-I
1654 | C10-100KVA chandraghad onss-IV | MAHABOOBNAGAR | 07.06.2012 | 0.0089363 | Submitted vide Distribution True-up petition for 2nd control Period as Annexure-I | Submitted vide Distribution True-up petition for 2nd control Period as Annexure-I
1655 | C10-E/s to 1No 25KVADTR on SS-7 at Kong | MAHABOOBNAGAR | 07.06.2012 | 0.014274 | Submitted vide Distribution True-up petition for 2nd control Period as Annexure-I | Submitted vide Distribution True-up petition for 2nd control Period as Annexure-I
1656 | C10-Enhancement of 63 kVA to 100 DTR SS | MAHABOOBNAGAR | 07.06.2012 | 0.014203 | Submitted vide Distribution True-up petition for 2nd control Period as Annexure-I | Submitted vide Distribution True-up petition for 2nd control Period as Annexure-I
1657 | C10-1x25KVA Add,DTR onSSII at Sangaipal | MAHABOOBNAGAR | 07.06.2012 | 0.014738 | Submitted vide Distribution True-up petition for 2nd control Period as Annexure-I | Submitted vide Distribution True-up petition for 2nd control Period as Annexure-I
1658 | C10-2x25KVADTR on SSVI at Thimmareddypa | MAHABOOBNAGAR | 07.06.2012 | 0.024969 | Submitted vide Distribution True-up petition for 2nd control Period as Annexure-I | Submitted vide Distribution True-up petition for 2nd control Period as Annexure-I
1659 | C10-2x25 KVA dtr on SS-II at Kudurumall | MAHABOOBNAGAR | 07.06.2012 | 0.024579 | Submitted vide Distribution True-up petition for 2nd control Period as Annexure-I | Submitted vide Distribution True-up petition for 2nd control Period as Annexure-I
1660 | C10-2x25 KVA on SS-V at Anthwar (V) | MAHABOOBNAGAR | 23.01.2016 | 0.029873 | Submitted vide Distribution True-up petition for 2nd control Period as Annexure-I | Submitted vide Distribution True-up petition for 2nd control Period as Annexure-I
1661 | C10-Ereof 63KVA Add,DTR onII Hanumantut | MAHABOOBNAGAR | 07.06.2012 | 0.015053 | Submitted vide Distribution True-up petition for 2nd control Period as Annexure-I | Submitted vide Distribution True-up petition for 2nd control Period as Annexure-I
1662 | C10-Erection of 25kva at Achampally vi | MAHABOOBNAGAR | 07.06.2012 | 0.013118 | Submitted vide Distribution True-up petition for 2nd control Period as Annexure-I | Submitted vide Distribution True-up petition for 2nd control Period as Annexure-I
1663 | C10-E/s to 1No 100 KVADTR on SS-34 at N | MAHABOOBNAGAR | 07.06.2012 | 0.014858 | Submitted vide Distribution True-up petition for 2nd control Period as Annexure-I | Submitted vide Distribution True-up petition for 2nd control Period as Annexure-I
1664 | C10-E/s to 1No 100 KVADTR on SS-4 at Gu | MAHABOOBNAGAR | 07.06.2012 | 0.016135 | Submitted vide Distribution True-up petition for 2nd control Period as Annexure-I | Submitted vide Distribution True-up petition for 2nd control Period as Annexure-I
1665 | C10-15KVA DTR on SS-I at Kathepally | MAHABOOBNAGAR | 07.06.2012 | 0.0030638 | Submitted vide Distribution True-up petition for 2nd control Period as Annexure-I | Submitted vide Distribution True-up petition for 2nd control Period as Annexure-I
1666 | C10-15KVA DTR on SS-I at Deverapally | MAHABOOBNAGAR | 07.06.2012 | 0.003026 | Submitted vide Distribution True-up petition for 2nd control Period as Annexure-I | Submitted vide Distribution True-up petition for 2nd control Period as Annexure-I
1667 | C10-Providing of 8Nos C.I.earth pipes a | MAHABOOBNAGAR | 07.06.2012 | 0.0036432 | Submitted vide Distribution True-up petition for 2nd control Period as Annexure-I | Submitted vide Distribution True-up petition for 2nd control Period as Annexure-I
1668 | C10-Erection of 25KVA DTR on SS-V at Do | MAHABOOBNAGAR | 07.06.2012 | 0.010092 | Submitted vide Distribution True-up petition for 2nd control Period as Annexure-I | Submitted vide Distribution True-up petition for 2nd control Period as Annexure-I
1669 | C10-erection of 3*15KVA Addl DTR on ss- | MAHABOOBNAGAR | 07.06.2012 | 0.0047407 | Submitted vide Distribution True-up petition for 2nd control Period as Annexure-I | Submitted vide Distribution True-up petition for 2nd control Period as Annexure-I
1670 | C10-25 kva dtr on ss-XII at Chilmulwar | MAHABOOBNAGAR | 07.06.2012 | 0.0036272 | Submitted vide Distribution True-up petition for 2nd control Period as Annexure-I | Submitted vide Distribution True-up petition for 2nd control Period as Annexure-I
1671 | C10-Ere of 25KVA Add,DTR onssIII,Chinaj | MAHABOOBNAGAR | 07.06.2012 | 0.01272 | Submitted vide Distribution True-up petition for 2nd control Period as Annexure-I | Submitted vide Distribution True-up petition for 2nd control Period as Annexure-I
1672 | C10-Ereof 100KVA DTR on SS-II at Venkat | MAHABOOBNAGAR | 07.06.2012 | 0.017321 | Submitted vide Distribution True-up petition for 2nd control Period as Annexure-I | Submitted vide Distribution True-up petition for 2nd control Period as Annexure-I
1673 | C10-Ere of 1x25KVA DTR on SS-Vi at Bala | MAHABOOBNAGAR | 07.06.2012 | 0.00875 | Submitted vide Distribution True-up petition for 2nd control Period as Annexure-I | Submitted vide Distribution True-up petition for 2nd control Period as Annexure-I
1674 | C10-Erection of 15 KVA DTR at Arepally, | MAHABOOBNAGAR | 07.06.2012 | 0.0029185 | Submitted vide Distribution True-up petition for 2nd control Period as Annexure-I | Submitted vide Distribution True-up petition for 2nd control Period as Annexure-I
1675 | C10-Provding of 11Nos. earthing arrange | MAHABOOBNAGAR | 07.06.2012 | 0.0047353 | Submitted vide Distribution True-up petition for 2nd control Period as Annexure-I | Submitted vide Distribution True-up petition for 2nd control Period as Annexure-I
1676 | C10-Provding of 11Nos. earthing arrange | MAHABOOBNAGAR | 07.06.2012 | 0.0047353 | Submitted vide Distribution True-up petition for 2nd control Period as Annexure-I | Submitted vide Distribution True-up petition for 2nd control Period as Annexure-I
1677 | C10-Provding of 11Nos. earthing arrange | MAHABOOBNAGAR | 07.06.2012 | 0.0047353 | Submitted vide Distribution True-up petition for 2nd control Period as Annexure-I | Submitted vide Distribution True-up petition for 2nd control Period as Annexure-I
1678 | C10- 0.46KM 11KV interlinking lineChegu | MAHABOOBNAGAR | 07.06.2012 | 0.0019836 | Submitted vide Distribution True-up petition for 2nd control Period as Annexure-I | Submitted vide Distribution True-up petition for 2nd control Period as Annexure-I
1679 | C10-100KVA Addl DTR on SS-I at Shashanp | MAHABOOBNAGAR | 07.06.2012 | 0.01991 | Submitted vide Distribution True-up petition for 2nd control Period as Annexure-I | Submitted vide Distribution True-up petition for 2nd control Period as Annexure-I
1680 | C10-Providing of 4Nos C.I.earth pipes a | MAHABOOBNAGAR | 07.06.2012 | 0.0018216 | Submitted vide Distribution True-up petition for 2nd control Period as Annexure-I | Submitted vide Distribution True-up petition for 2nd control Period as Annexure-I
1681 | C10-Providing of 8Nos C.I.earth pipes a | MAHABOOBNAGAR | 07.06.2012 | 0.0036432 | Submitted vide Distribution True-up petition for 2nd control Period as Annexure-I | Submitted vide Distribution True-up petition for 2nd control Period as Annexure-I
1682 | C10-Providing of 8Nos C.I.earth pipes a | MAHABOOBNAGAR | 07.06.2012 | 0.0036432 | Submitted vide Distribution True-up petition for 2nd control Period as Annexure-I | Submitted vide Distribution True-up petition for 2nd control Period as Annexure-I
1683 | C10-Providing of 8Nos C.I.earth pipes a | MAHABOOBNAGAR | 07.06.2012 | 0.0036432 | Submitted vide Distribution True-up petition for 2nd control Period as Annexure-I | Submitted vide Distribution True-up petition for 2nd control Period as Annexure-I
1684 | C10-Providing of 8Nos C.I.earth pipes a | MAHABOOBNAGAR | 07.06.2012 | 0.0036432 | Submitted vide Distribution True-up petition for 2nd control Period as Annexure-I | Submitted vide Distribution True-up petition for 2nd control Period as Annexure-I
1685 | C10-Providing of 8Nos C.I.earth pipes a | MAHABOOBNAGAR | 07.06.2012 | 0.0036432 | Submitted vide Distribution True-up petition for 2nd control Period as Annexure-I | Submitted vide Distribution True-up petition for 2nd control Period as Annexure-I
1686 | C10-25KVA Add,DTR on SSVAT Wadcharla | MAHABOOBNAGAR | 07.06.2012 | 0.0022837 | Submitted vide Distribution True-up petition for 2nd control Period as Annexure-I | Submitted vide Distribution True-up petition for 2nd control Period as Annexure-I
1687 | C10-E/sforerectionofthefted 100KVADTR S | MAHABOOBNAGAR | 07.06.2012 | 0.010273 | Submitted vide Distribution True-up petition for 2nd control Period as Annexure-I | Submitted vide Distribution True-up petition for 2nd control Period as Annexure-I
1688 | C10-erection of 25 KVA Addl.dtr M.tanda | MAHABOOBNAGAR | 07.06.2012 | 0.011273 | Submitted vide Distribution True-up petition for 2nd control Period as Annexure-I | Submitted vide Distribution True-up petition for 2nd control Period as Annexure-I
1689 | C10-25KVA DTR on SS-III at Udmeshwar | MAHABOOBNAGAR | 07.06.2012 | 0.012519 | Submitted vide Distribution True-up petition for 2nd control Period as Annexure-I | Submitted vide Distribution True-up petition for 2nd control Period as Annexure-I
1690 | C10-Erection of 63KVA Add,DTRon polite | MAHABOOBNAGAR | 07.06.2012 | 0.0015712 | Submitted vide Distribution True-up petition for 2nd control Period as Annexure-I | Submitted vide Distribution True-up petition for 2nd control Period as Annexure-I
1691 | C10-Shifting of 1No.100 KVA DTR at Cher | MAHABOOBNAGAR | 07.06.2012 | 0.0011605 | Submitted vide Distribution True-up petition for 2nd control Period as Annexure-I | Submitted vide Distribution True-up petition for 2nd control Period as Annexure-I
1692 | C10-E/s for 3.0KM interlinking line to | MAHABOOBNAGAR | 07.06.2012 | 0.016761 | Submitted vide Distribution True-up petition for 2nd control Period as Annexure-I | Submitted vide Distribution True-up petition for 2nd control Period as Annexure-I
1693 | C10-E/s to 1No 100 KVADTR on SS-13 at K | MAHABOOBNAGAR | 07.06.2012 | 0.0045984 | Submitted vide Distribution True-up petition for 2nd control Period as Annexure-I | Submitted vide Distribution True-up petition for 2nd control Period as Annexure-I
1694 | C10-E/s to 1No 25 KVADTR on SS-4 at Cha | MAHABOOBNAGAR | 07.06.2012 | 0.012468 | Submitted vide Distribution True-up petition for 2nd control Period as Annexure-I | Submitted vide Distribution True-up petition for 2nd control Period as Annexure-I
1695 | C10-Erection of 25KVA DTR on SS-IV at M | MAHABOOBNAGAR | 27.11.2012 | 0.011929 | Submitted vide Distribution True-up petition for 2nd control Period as Annexure-I | Submitted vide Distribution True-up petition for 2nd control Period as Annexure-I
1696 | C10-E/s to 1No 25 KVADTR on SS-Xat Than | MAHABOOBNAGAR | 07.06.2012 | 0.012278 | Submitted vide Distribution True-up petition for 2nd control Period as Annexure-I | Submitted vide Distribution True-up petition for 2nd control Period as Annexure-I
1697 | C10-1Nos 15KVA Addl, DTR's at Ankanpall | MAHABOOBNAGAR | 07.06.2012 | 0.0026115 | Submitted vide Distribution True-up petition for 2nd control Period as Annexure-I | Submitted vide Distribution True-up petition for 2nd control Period as Annexure-I
1698 | C10-E/s to 1No 100 KVADTR on SS-4 at Go | MAHABOOBNAGAR | 07.06.2012 | 0.014295 | Submitted vide Distribution True-up petition for 2nd control Period as Annexure-I | Submitted vide Distribution True-up petition for 2nd control Period as Annexure-I
1699 | C10-E/s to 1No 100 KVADTR on SS-2 at Ek | MAHABOOBNAGAR | 07.06.2012 | 0.018602 | Submitted vide Distribution True-up petition for 2nd control Period as Annexure-I | Submitted vide Distribution True-up petition for 2nd control Period as Annexure-I
1700 | C10-E/s to 1No 100 KVADTR on SS-2 at Mu | MAHABOOBNAGAR | 07.06.2012 | 0.01823 | Submitted vide Distribution True-up petition for 2nd control Period as Annexure-I | Submitted vide Distribution True-up petition for 2nd control Period as Annexure-I
1701 | C10-E/s to 1No 25KVADTR on SS-I at Govi | MAHABOOBNAGAR | 07.06.2012 | 0.013864 | Submitted vide Distribution True-up petition for 2nd control Period as Annexure-I | Submitted vide Distribution True-up petition for 2nd control Period as Annexure-I
1702 | C10-448/9-10/DE/100KVA DTR on SS-IX at | MAHABOOBNAGAR | 07.06.2012 | 0.016242 | Submitted vide Distribution True-up petition for 2nd control Period as Annexure-I | Submitted vide Distribution True-up petition for 2nd control Period as Annexure-I
1703 | C10-25KVA DTR on SS-XIV at Thogapur | MAHABOOBNAGAR | 07.06.2012 | 0.012472 | Submitted vide Distribution True-up petition for 2nd control Period as Annexure-I | Submitted vide Distribution True-up petition for 2nd control Period as Annexure-I
1704 | C10- 25KVA DTR on SS-II at Metlakunta | MAHABOOBNAGAR | 07.06.2012 | 0.013673 | Submitted vide Distribution True-up petition for 2nd control Period as Annexure-I | Submitted vide Distribution True-up petition for 2nd control Period as Annexure-I
1705 | C10-E/sto 1No 25 KVADTR on SS-19 at Pot | MAHABOOBNAGAR | 07.06.2012 | 0.0080376 | Submitted vide Distribution True-up petition for 2nd control Period as Annexure-I | Submitted vide Distribution True-up petition for 2nd control Period as Annexure-I
1706 | C10-Ereof25KVA DTR on SS-I at Bhumreddy | MAHABOOBNAGAR | 07.06.2012 | 0.011816 | Submitted vide Distribution True-up petition for 2nd control Period as Annexure-I | Submitted vide Distribution True-up petition for 2nd control Period as Annexure-I
1707 | C10-Ere of 25KVA DTR on SS-IV at Nandig | MAHABOOBNAGAR | 07.06.2012 | 0.0082148 | Submitted vide Distribution True-up petition for 2nd control Period as Annexure-I | Submitted vide Distribution True-up petition for 2nd control Period as Annexure-I
1708 | C10-Ere of 25KVA DTR on SS-I at Nandiga | MAHABOOBNAGAR | 07.06.2012 | 0.0078817 | Submitted vide Distribution True-up petition for 2nd control Period as Annexure-I | Submitted vide Distribution True-up petition for 2nd control Period as Annexure-I
1709 | C10-Ere of 25KVA DTR on SS-VI at Dorepa | MAHABOOBNAGAR | 19.01.2016 | 0.014085 | Submitted vide Distribution True-up petition for 2nd control Period as Annexure-I | Submitted vide Distribution True-up petition for 2nd control Period as Annexure-I
1710 | C10-Ere of 25KVA DTR on SS-V at Lakkaip | MAHABOOBNAGAR | 07.06.2012 | 0.010453 | Submitted vide Distribution True-up petition for 2nd control Period as Annexure-I | Submitted vide Distribution True-up petition for 2nd control Period as Annexure-I
1711 | C10-25KVA Add,DTR on SS-II at Karkonda | MAHABOOBNAGAR | 07.06.2012 | 0.012503 | Submitted vide Distribution True-up petition for 2nd control Period as Annexure-I | Submitted vide Distribution True-up petition for 2nd control Period as Annexure-I
1712 | C10-Erectionof 100 KVA DTR ss-VI at Mag | MAHABOOBNAGAR | 07.06.2012 | 0.024508 | Submitted vide Distribution True-up petition for 2nd control Period as Annexure-I | Submitted vide Distribution True-up petition for 2nd control Period as Annexure-I
1713 | C10-371/8-9/DE/100KVA on100KVA SS-1 at | MAHABOOBNAGAR | 07.06.2012 | 0.01527 | Submitted vide Distribution True-up petition for 2nd control Period as Annexure-I | Submitted vide Distribution True-up petition for 2nd control Period as Annexure-I
1714 | C10-1nos. 100kva at Peddadarpally | MAHABOOBNAGAR | 07.06.2012 | 0.017807 | Submitted vide Distribution True-up petition for 2nd control Period as Annexure-I | Submitted vide Distribution True-up petition for 2nd control Period as Annexure-I
1715 | C10-100KVA Addl DTR on SS-V at Dhachacp | MAHABOOBNAGAR | 07.06.2012 | 0.00068165 | Submitted vide Distribution True-up petition for 2nd control Period as Annexure-I | Submitted vide Distribution True-up petition for 2nd control Period as Annexure-I
1716 | C10-100KVA Addl DTR on SS-VIII at Dacha | MAHABOOBNAGAR | 07.06.2012 | 0.016997 | Submitted vide Distribution True-up petition for 2nd control Period as Annexure-I | Submitted vide Distribution True-up petition for 2nd control Period as Annexure-I
1717 | C10-361/9-10/DE/25 KVA DTR on SS-2 at P | MAHABOOBNAGAR | 07.06.2012 | 0.0067361 | Submitted vide Distribution True-up petition for 2nd control Period as Annexure-I | Submitted vide Distribution True-up petition for 2nd control Period as Annexure-I
1718 | C10-1x25KVA DTR on SSIII at Appireddypa | MAHABOOBNAGAR | 07.06.2012 | 0.011601 | Submitted vide Distribution True-up petition for 2nd control Period as Annexure-I | Submitted vide Distribution True-up petition for 2nd control Period as Annexure-I
1719 | C10-E/s to 1No 25 KVADTR on SS-6 at Bek | MAHABOOBNAGAR | 07.06.2012 | 0.012738 | Submitted vide Distribution True-up petition for 2nd control Period as Annexure-I | Submitted vide Distribution True-up petition for 2nd control Period as Annexure-I
1720 | C10-100KVA DTR on SS-V at Nandipad | MAHABOOBNAGAR | 07.06.2012 | 0.018173 | Submitted vide Distribution True-up petition for 2nd control Period as Annexure-I | Submitted vide Distribution True-up petition for 2nd control Period as Annexure-I
1721 | C10-100KVA DTR on SS-I at Nagampally | MAHABOOBNAGAR | 07.06.2012 | 0.023157 | Submitted vide Distribution True-up petition for 2nd control Period as Annexure-I | Submitted vide Distribution True-up petition for 2nd control Period as Annexure-I
1722 | C10- 25KVA DTR on SS-XIV at Husnabad | MAHABOOBNAGAR | 07.06.2012 | 0.011587 | Submitted vide Distribution True-up petition for 2nd control Period as Annexure-I | Submitted vide Distribution True-up petition for 2nd control Period as Annexure-I
1723 | C10-E/s to 1No 25 KVADTR on SS-13 at Su | MAHABOOBNAGAR | 07.06.2012 | 0.009876 | Submitted vide Distribution True-up petition for 2nd control Period as Annexure-I | Submitted vide Distribution True-up petition for 2nd control Period as Annexure-I
1724 | C10-Er of 25KVA DTR on SS-III at Hussan | MAHABOOBNAGAR | 07.06.2012 | 0.010948 | Submitted vide Distribution True-up petition for 2nd control Period as Annexure-I | Submitted vide Distribution True-up petition for 2nd control Period as Annexure-I
1725 | C10-Erection of 25KVA Add,DTR on existi | MAHABOOBNAGAR | 07.06.2012 | 0.019889 | Submitted vide Distribution True-up petition for 2nd control Period as Annexure-I | Submitted vide Distribution True-up petition for 2nd control Period as Annexure-I
1726 | C10-4km Re-conductoring 11KV Veljerla f | MAHABOOBNAGAR | 07.06.2012 | 0.016016 | Submitted vide Distribution True-up petition for 2nd control Period as Annexure-I | Submitted vide Distribution True-up petition for 2nd control Period as Annexure-I
1727 | C10- 25KVA on ss-II at Damagnapoor | MAHABOOBNAGAR | 07.06.2012 | 0.012065 | Submitted vide Distribution True-up petition for 2nd control Period as Annexure-I | Submitted vide Distribution True-up petition for 2nd control Period as Annexure-I
1728 | C10-100KVA DTR on SS-IV at Somsagar | MAHABOOBNAGAR | 07.06.2012 | 0.018619 | Submitted vide Distribution True-up petition for 2nd control Period as Annexure-I | Submitted vide Distribution True-up petition for 2nd control Period as Annexure-I
1729 | C10-2x25KVA Add,DTR onSSVIII Dorepally | MAHABOOBNAGAR | 07.06.2012 | 0.021961 | Submitted vide Distribution True-up petition for 2nd control Period as Annexure-I | Submitted vide Distribution True-up petition for 2nd control Period as Annexure-I
1730 | C10-E/s to 1No 100 KVADTR on SS-2 at Ch | MAHABOOBNAGAR | 07.06.2012 | 0.018069 | Submitted vide Distribution True-up petition for 2nd control Period as Annexure-I | Submitted vide Distribution True-up petition for 2nd control Period as Annexure-I
1731 | C10-25KVA DTR on SS-III at Thimmaoipall | MAHABOOBNAGAR | 07.06.2012 | 0.014695 | Submitted vide Distribution True-up petition for 2nd control Period as Annexure-I | Submitted vide Distribution True-up petition for 2nd control Period as Annexure-I
1732 | C10-64/9-10/DE/10No.sEarthsof S-PhDTRsi | MAHABOOBNAGAR | 07.06.2012 | 0.004675 | Submitted vide Distribution True-up petition for 2nd control Period as Annexure-I | Submitted vide Distribution True-up petition for 2nd control Period as Annexure-I
1733 | C10-E/s to 1No 25 KVADTR on SS-X at Ava | MAHABOOBNAGAR | 07.06.2012 | 0.0094484 | Submitted vide Distribution True-up petition for 2nd control Period as Annexure-I | Submitted vide Distribution True-up petition for 2nd control Period as Annexure-I
1734 | C10-65/9-10/DE/10No.sEarthsof S-PhDTRsi | MAHABOOBNAGAR | 07.06.2012 | -0.0038716 | Submitted vide Distribution True-up petition for 2nd control Period as Annexure-I | Submitted vide Distribution True-up petition for 2nd control Period as Annexure-I
1735 | C10-67/9-10/DE/10No.sEarthsof S-PhDTRsi | MAHABOOBNAGAR | 07.06.2012 | 0.004675 | Submitted vide Distribution True-up petition for 2nd control Period as Annexure-I | Submitted vide Distribution True-up petition for 2nd control Period as Annexure-I
1736 | C10-365/9-10/100KVA addl.DTRs on SS-II, | MAHABOOBNAGAR | 07.06.2012 | 0.0076288 | Submitted vide Distribution True-up petition for 2nd control Period as Annexure-I | Submitted vide Distribution True-up petition for 2nd control Period as Annexure-I
1737 | C10-Ereof25KVA Add,DTR on ssII at Nandi | MAHABOOBNAGAR | 07.06.2012 | 0.013643 | Submitted vide Distribution True-up petition for 2nd control Period as Annexure-I | Submitted vide Distribution True-up petition for 2nd control Period as Annexure-I
1738 | C10-Erectionof 25KVA DTR on SS-XII at A | MAHABOOBNAGAR | 07.06.2012 | 0.010766 | Submitted vide Distribution True-up petition for 2nd control Period as Annexure-I | Submitted vide Distribution True-up petition for 2nd control Period as Annexure-I
1739 | C10-Ereof 25KVA AddDTRonSSII at DUPPATI | MAHABOOBNAGAR | 07.06.2012 | 0.013607 | Submitted vide Distribution True-up petition for 2nd control Period as Annexure-I | Submitted vide Distribution True-up petition for 2nd control Period as Annexure-I
1740 | C10-Ere100KVA DTR on SS-II at Appireddy | MAHABOOBNAGAR | 27.11.2012 | 0.025214 | Submitted vide Distribution True-up petition for 2nd control Period as Annexure-I | Submitted vide Distribution True-up petition for 2nd control Period as Annexure-I
1741 | C10-Ere of 25KVA DTR on SS-III at Palle | MAHABOOBNAGAR | 07.06.2012 | 0.011862 | Submitted vide Distribution True-up petition for 2nd control Period as Annexure-I | Submitted vide Distribution True-up petition for 2nd control Period as Annexure-I
1742 | C10-665/8-9/DE/100KVAon100KVASS-2at Gan | MAHABOOBNAGAR | 07.06.2012 | 0.018998 | Submitted vide Distribution True-up petition for 2nd control Period as Annexure-I | Submitted vide Distribution True-up petition for 2nd control Period as Annexure-I
1743 | C10-651/8-9/DE/100KVAon100KVASS-2at Che | MAHABOOBNAGAR | 07.06.2012 | 0.015468 | Submitted vide Distribution True-up petition for 2nd control Period as Annexure-I | Submitted vide Distribution True-up petition for 2nd control Period as Annexure-I
1744 | C10-643/8-9/DE/100KVAon100KVASS-1at Yer | MAHABOOBNAGAR | 07.06.2012 | 0.015105 | Submitted vide Distribution True-up petition for 2nd control Period as Annexure-I | Submitted vide Distribution True-up petition for 2nd control Period as Annexure-I
1745 | C10-575/8-9/DE/100KVAon100KVA SS-2at In | MAHABOOBNAGAR | 07.06.2012 | 0.016977 | Submitted vide Distribution True-up petition for 2nd control Period as Annexure-I | Submitted vide Distribution True-up petition for 2nd control Period as Annexure-I
1746 | C10-Replacement of 250Nos S╪ EEmeters a | MAHABOOBNAGAR | 07.06.2012 | 0.022495 | Submitted vide Distribution True-up petition for 2nd control Period as Annexure-I | Submitted vide Distribution True-up petition for 2nd control Period as Annexure-I
1747 | C10-667/8-9/DE/100KVAon100KVASS-4at Irk | MAHABOOBNAGAR | 07.06.2012 | 0.018966 | Submitted vide Distribution True-up petition for 2nd control Period as Annexure-I | Submitted vide Distribution True-up petition for 2nd control Period as Annexure-I
1748 | C10-670/8-9/DE/100KVAon100KVASS-1at Guv | MAHABOOBNAGAR | 07.06.2012 | 0.019193 | Submitted vide Distribution True-up petition for 2nd control Period as Annexure-I | Submitted vide Distribution True-up petition for 2nd control Period as Annexure-I
1749 | C10-661/8-9/DE/100KVAon100KVASS-3at Kon | MAHABOOBNAGAR | 07.06.2012 | 0.018537 | Submitted vide Distribution True-up petition for 2nd control Period as Annexure-I | Submitted vide Distribution True-up petition for 2nd control Period as Annexure-I
1750 | C10-664/8-9/DE/100KVAon100KVASS-1at Mai | MAHABOOBNAGAR | 07.06.2012 | 0.021723 | Submitted vide Distribution True-up petition for 2nd control Period as Annexure-I | Submitted vide Distribution True-up petition for 2nd control Period as Annexure-I
1751 | C10-1no 63KVA DTR ON SSII at AMPATPALYY | MAHABOOBNAGAR | 07.06.2012 | 0.0045382 | Submitted vide Distribution True-up petition for 2nd control Period as Annexure-I | Submitted vide Distribution True-up petition for 2nd control Period as Annexure-I
1752 | C10-Erof 1nos.63KVA tronss-xxII Balwani | MAHABOOBNAGAR | 07.06.2012 | 0.016839 | Submitted vide Distribution True-up petition for 2nd control Period as Annexure-I | Submitted vide Distribution True-up petition for 2nd control Period as Annexure-I
1753 | C10-Ereof100KVA DTRonSS-IIIatJadaraopal | MAHABOOBNAGAR | 07.06.2012 | 0.021455 | Submitted vide Distribution True-up petition for 2nd control Period as Annexure-I | Submitted vide Distribution True-up petition for 2nd control Period as Annexure-I
1754 | C10-Ereof 25KVA DTR on SS-II at Khajipu | MAHABOOBNAGAR | 07.06.2012 | 0.018634 | Submitted vide Distribution True-up petition for 2nd control Period as Annexure-I | Submitted vide Distribution True-up petition for 2nd control Period as Annexure-I
1755 | C10-Ere of 100KVA DTR on SS-III at Mudm | MAHABOOBNAGAR | 07.06.2012 | 0.016744 | Submitted vide Distribution True-up petition for 2nd control Period as Annexure-I | Submitted vide Distribution True-up petition for 2nd control Period as Annexure-I
1756 | C10-Ereof25KVA Addl DTRon SS-I at Kotha | MAHABOOBNAGAR | 07.06.2012 | 0.012004 | Submitted vide Distribution True-up petition for 2nd control Period as Annexure-I | Submitted vide Distribution True-up petition for 2nd control Period as Annexure-I
1757 | C10-Ere of 63KVA Addl DTRonSS-XII atKOL | MAHABOOBNAGAR | 07.06.2012 | 0.01671 | Submitted vide Distribution True-up petition for 2nd control Period as Annexure-I | Submitted vide Distribution True-up petition for 2nd control Period as Annexure-I
1758 | C10-Erection of 63KVA DTR on SS-XV at G | MAHABOOBNAGAR | 07.06.2012 | 0.022481 | Submitted vide Distribution True-up petition for 2nd control Period as Annexure-I | Submitted vide Distribution True-up petition for 2nd control Period as Annexure-I
1759 | C10-Ere of100KVA DTR onSS-V atValyanaik | MAHABOOBNAGAR | 07.06.2012 | 0.016999 | Submitted vide Distribution True-up petition for 2nd control Period as Annexure-I | Submitted vide Distribution True-up petition for 2nd control Period as Annexure-I
1760 | C10-Ere of 100KVA DTR on SS-V at Nidjin | MAHABOOBNAGAR | 07.06.2012 | 0.0044747 | Submitted vide Distribution True-up petition for 2nd control Period as Annexure-I | Submitted vide Distribution True-up petition for 2nd control Period as Annexure-I
1761 | C10-Ere of 25KVA DTR on SS-II at Kodang | MAHABOOBNAGAR | 07.06.2012 | 0.011867 | Submitted vide Distribution True-up petition for 2nd control Period as Annexure-I | Submitted vide Distribution True-up petition for 2nd control Period as Annexure-I
1762 | C10-Ere of 100KVA DTR on SS-I at Polkam | MAHABOOBNAGAR | 07.06.2012 | 0.016374 | Submitted vide Distribution True-up petition for 2nd control Period as Annexure-I | Submitted vide Distribution True-up petition for 2nd control Period as Annexure-I
1763 | C10-Ereof100KVA Add,DTR on SSV at Gopan | MAHABOOBNAGAR | 07.06.2012 | 0.018321 | Submitted vide Distribution True-up petition for 2nd control Period as Annexure-I | Submitted vide Distribution True-up petition for 2nd control Period as Annexure-I
1764 | C10-Ereof100KVADTRonSSIIIatChendrareddy | MAHABOOBNAGAR | 07.06.2012 | 0.018217 | Submitted vide Distribution True-up petition for 2nd control Period as Annexure-I | Submitted vide Distribution True-up petition for 2nd control Period as Annexure-I
1765 | C10-Ere of 1x25KVA DTR on SS-II at PARS | MAHABOOBNAGAR | 07.06.2012 | 0.0078567 | Submitted vide Distribution True-up petition for 2nd control Period as Annexure-I | Submitted vide Distribution True-up petition for 2nd control Period as Annexure-I
1766 | C10-Erection of 25KVA DTR on SS-II at G | MAHABOOBNAGAR | 07.06.2012 | 0.011095 | Submitted vide Distribution True-up petition for 2nd control Period as Annexure-I | Submitted vide Distribution True-up petition for 2nd control Period as Annexure-I
1767 | C10-Erection of 25KVA DTR on SS-VII at | MAHABOOBNAGAR | 07.06.2012 | 0.012008 | Submitted vide Distribution True-up petition for 2nd control Period as Annexure-I | Submitted vide Distribution True-up petition for 2nd control Period as Annexure-I
1768 | C10-Erection of 25KVA DTR SS-VII at Pa | MAHABOOBNAGAR | 07.06.2012 | 0.012707 | Submitted vide Distribution True-up petition for 2nd control Period as Annexure-I | Submitted vide Distribution True-up petition for 2nd control Period as Annexure-I
1769 | C10-Erection of 25KVA DTR on SS-V at Ma | MAHABOOBNAGAR | 07.06.2012 | 0.0098413 | Submitted vide Distribution True-up petition for 2nd control Period as Annexure-I | Submitted vide Distribution True-up petition for 2nd control Period as Annexure-I
1770 | C10-Erection of 100KVA DTR on SS-II at | MAHABOOBNAGAR | 07.06.2012 | 0.0042037 | Submitted vide Distribution True-up petition for 2nd control Period as Annexure-I | Submitted vide Distribution True-up petition for 2nd control Period as Annexure-I
1771 | C10-Erection of 100 KVA DTR onss-IV at | MAHABOOBNAGAR | 07.06.2012 | 0.018303 | Submitted vide Distribution True-up petition for 2nd control Period as Annexure-I | Submitted vide Distribution True-up petition for 2nd control Period as Annexure-I
1772 | C10-Erection of 25KVA DTR on Ss-II Thim | MAHABOOBNAGAR | 07.06.2012 | 0.017771 | Submitted vide Distribution True-up petition for 2nd control Period as Annexure-I | Submitted vide Distribution True-up petition for 2nd control Period as Annexure-I
1773 | C10-Erection of 25KVA DTR on Ss-II Thim | MAHABOOBNAGAR | 07.06.2012 | 0.018384 | Submitted vide Distribution True-up petition for 2nd control Period as Annexure-I | Submitted vide Distribution True-up petition for 2nd control Period as Annexure-I
1774 | C10-Erection of 100KVA DTR on SS-II at | MAHABOOBNAGAR | 07.06.2012 | 0.0041686 | Submitted vide Distribution True-up petition for 2nd control Period as Annexure-I | Submitted vide Distribution True-up petition for 2nd control Period as Annexure-I
1775 | C10-25KVA Addl DTR on SS-VI at Manikond | MAHABOOBNAGAR | 07.06.2012 | 0.0070568 | Submitted vide Distribution True-up petition for 2nd control Period as Annexure-I | Submitted vide Distribution True-up petition for 2nd control Period as Annexure-I
1776 | C10-Erec,of 25KVA Addl DTR on SS-XXII a | MAHABOOBNAGAR | 07.06.2012 | 0.010221 | Submitted vide Distribution True-up petition for 2nd control Period as Annexure-I | Submitted vide Distribution True-up petition for 2nd control Period as Annexure-I
1777 | C10-Erec,of 100KVA Addl DTR on SS-XVI a | MAHABOOBNAGAR | 07.06.2012 | 0.0035669 | Submitted vide Distribution True-up petition for 2nd control Period as Annexure-I | Submitted vide Distribution True-up petition for 2nd control Period as Annexure-I
1778 | C10-Erec,of 100KVA Addl DTR on SS-II at | MAHABOOBNAGAR | 07.06.2012 | 0.0032794 | Submitted vide Distribution True-up petition for 2nd control Period as Annexure-I | Submitted vide Distribution True-up petition for 2nd control Period as Annexure-I
1779 | C10-erection of 25DTR On ss-V at Surara | MAHABOOBNAGAR | 07.06.2012 | 0.010168 | Submitted vide Distribution True-up petition for 2nd control Period as Annexure-I | Submitted vide Distribution True-up petition for 2nd control Period as Annexure-I
1780 | C10-Erection of 2x25KVA Add,DTR on exis | MAHABOOBNAGAR | 07.06.2012 | 0.016646 | Submitted vide Distribution True-up petition for 2nd control Period as Annexure-I | Submitted vide Distribution True-up petition for 2nd control Period as Annexure-I
1781 | C10-Erection of 63KVA DTR on SS-I at Ch | MAHABOOBNAGAR | 07.06.2012 | 0.0034378 | Submitted vide Distribution True-up petition for 2nd control Period as Annexure-I | Submitted vide Distribution True-up petition for 2nd control Period as Annexure-I
1782 | C10-Erection of 1x25KVA Add,DTR on SS-x | MAHABOOBNAGAR | 07.06.2012 | 0.0082419 | Submitted vide Distribution True-up petition for 2nd control Period as Annexure-I | Submitted vide Distribution True-up petition for 2nd control Period as Annexure-I
1783 | C10-100KVA DTR on SS-II at Mudireddypa | MAHABOOBNAGAR | 07.06.2012 | 0.0060414 | Submitted vide Distribution True-up petition for 2nd control Period as Annexure-I | Submitted vide Distribution True-up petition for 2nd control Period as Annexure-I
1784 | C10-Erection of 100KVA Addl DTR on SS-I | MAHABOOBNAGAR | 07.06.2012 | 0.019558 | Submitted vide Distribution True-up petition for 2nd control Period as Annexure-I | Submitted vide Distribution True-up petition for 2nd control Period as Annexure-I
1785 | C10-Erection of 25 KVA Add,DTR on SS-I | MAHABOOBNAGAR | 07.06.2012 | 0.01221 | Submitted vide Distribution True-up petition for 2nd control Period as Annexure-I | Submitted vide Distribution True-up petition for 2nd control Period as Annexure-I
1786 | C10-erection of 63 KVA DTR On ss-V at S | MAHABOOBNAGAR | 07.06.2012 | 0.0099698 | Submitted vide Distribution True-up petition for 2nd control Period as Annexure-I | Submitted vide Distribution True-up petition for 2nd control Period as Annexure-I
1787 | C10-E/s to 1No 25 KVADTR on SS-7 at Vit | MAHABOOBNAGAR | 07.06.2012 | 0.0089076 | Submitted vide Distribution True-up petition for 2nd control Period as Annexure-I | Submitted vide Distribution True-up petition for 2nd control Period as Annexure-I
1788 | C10-E/s to 1No 25KVA DTR on SS-14 at R. | MAHABOOBNAGAR | 07.06.2012 | 0.010822 | Submitted vide Distribution True-up petition for 2nd control Period as Annexure-I | Submitted vide Distribution True-up petition for 2nd control Period as Annexure-I
1789 | C10-Erec of 600Mts 33KV D line 2Nos 33 | MAHABOOBNAGAR | 07.06.2012 | 0.13971 | Submitted vide Distribution True-up petition for 2nd control Period as Annexure-I | Submitted vide Distribution True-up petition for 2nd control Period as Annexure-I
1790 | C10-Provding of 10Nos.Earthing arrange, | MAHABOOBNAGAR | 07.06.2012 | 0.0045601 | Submitted vide Distribution True-up petition for 2nd control Period as Annexure-I | Submitted vide Distribution True-up petition for 2nd control Period as Annexure-I
1791 | C10-Provding of 10Nos.Earthing arrange, | MAHABOOBNAGAR | 07.06.2012 | 0.0045601 | Submitted vide Distribution True-up petition for 2nd control Period as Annexure-I | Submitted vide Distribution True-up petition for 2nd control Period as Annexure-I
1792 | C10-Erection of 1x25KVA Add,DTR on exis | MAHABOOBNAGAR | 07.06.2012 | 0.0084761 | Submitted vide Distribution True-up petition for 2nd control Period as Annexure-I | Submitted vide Distribution True-up petition for 2nd control Period as Annexure-I
1793 | C10-Ere of 100KVA DTR on SS-XI at Nandi | MAHABOOBNAGAR | 07.06.2012 | 0.017358 | Submitted vide Distribution True-up petition for 2nd control Period as Annexure-I | Submitted vide Distribution True-up petition for 2nd control Period as Annexure-I
1794 | C10-E/sto 3Nos15KVADTR SS-XI Lemamidi i | MAHABOOBNAGAR | 07.06.2012 | 0.012937 | Submitted vide Distribution True-up petition for 2nd control Period as Annexure-I | Submitted vide Distribution True-up petition for 2nd control Period as Annexure-I
1795 | C10-497/9-10/25KVA addl.DTR on SS-2, Ku | MAHABOOBNAGAR | 07.06.2012 | 0.015073 | Submitted vide Distribution True-up petition for 2nd control Period as Annexure-I | Submitted vide Distribution True-up petition for 2nd control Period as Annexure-I
1796 | C10-496/9-10/100KVA addl.DTR on SS-3, Z | MAHABOOBNAGAR | 07.06.2012 | 0.021991 | Submitted vide Distribution True-up petition for 2nd control Period as Annexure-I | Submitted vide Distribution True-up petition for 2nd control Period as Annexure-I
1797 | C10-erection of 25 KVA DTR on ss-I at | MAHABOOBNAGAR | 07.06.2012 | 0.0074195 | Submitted vide Distribution True-up petition for 2nd control Period as Annexure-I | Submitted vide Distribution True-up petition for 2nd control Period as Annexure-I
1798 | C10-4Nos borken poles at 33/11KVSS Jaik | MAHABOOBNAGAR | 07.06.2012 | 0.0012282 | Submitted vide Distribution True-up petition for 2nd control Period as Annexure-I | Submitted vide Distribution True-up petition for 2nd control Period as Annexure-I
1799 | C10-Rec of 11KV Sangambanda feeder at M | MAHABOOBNAGAR | 07.06.2012 | 0.013111 | Submitted vide Distribution True-up petition for 2nd control Period as Annexure-I | Submitted vide Distribution True-up petition for 2nd control Period as Annexure-I
1800 | C10-488/9-10/25KVA addl.DTRs on SS-4, B | MAHABOOBNAGAR | 07.06.2012 | 0.0098154 | Submitted vide Distribution True-up petition for 2nd control Period as Annexure-I | Submitted vide Distribution True-up petition for 2nd control Period as Annexure-I
1801 | C10-Rec of 11KV Makthal feeder at Makth | MAHABOOBNAGAR | 07.06.2012 | 0.013222 | Submitted vide Distribution True-up petition for 2nd control Period as Annexure-I | Submitted vide Distribution True-up petition for 2nd control Period as Annexure-I
1802 | C10-490/9-10/DE/25KVA DTR on SS-II at B | MAHABOOBNAGAR | 07.06.2012 | 0.012439 | Submitted vide Distribution True-up petition for 2nd control Period as Annexure-I | Submitted vide Distribution True-up petition for 2nd control Period as Annexure-I
1803 | C10-4Nos 9.1mtrs borken poles on pasupu | MAHABOOBNAGAR | 07.06.2012 | 0.0012548 | Submitted vide Distribution True-up petition for 2nd control Period as Annexure-I | Submitted vide Distribution True-up petition for 2nd control Period as Annexure-I
1804 | C10-2Nos 9.1mtrs borken poles on pasupu | MAHABOOBNAGAR | 07.06.2012 | 0.00068915 | Submitted vide Distribution True-up petition for 2nd control Period as Annexure-I | Submitted vide Distribution True-up petition for 2nd control Period as Annexure-I
1805 | C10-Erection of 25KVA DTR SS-III at Cho | MAHABOOBNAGAR | 07.06.2012 | 0.015736 | Submitted vide Distribution True-up petition for 2nd control Period as Annexure-I | Submitted vide Distribution True-up petition for 2nd control Period as Annexure-I
1806 | C10-E/s to 1No 100 KVADTR on SS-6 at Ra | MAHABOOBNAGAR | 07.06.2012 | 0.0015173 | Submitted vide Distribution True-up petition for 2nd control Period as Annexure-I | Submitted vide Distribution True-up petition for 2nd control Period as Annexure-I
1807 | C10-E/s to 1No 63KVADTR on SS-2 at Thip | MAHABOOBNAGAR | 07.06.2012 | 0.014649 | Submitted vide Distribution True-up petition for 2nd control Period as Annexure-I | Submitted vide Distribution True-up petition for 2nd control Period as Annexure-I
1808 | C10-Erection of 63KVA DTR on SS-I at Dh | MAHABOOBNAGAR | 07.06.2012 | 0.018346 | Submitted vide Distribution True-up petition for 2nd control Period as Annexure-I | Submitted vide Distribution True-up petition for 2nd control Period as Annexure-I
1809 | C10-Prov, of 35No's 8.0 Intermediate po | MAHABOOBNAGAR | 07.06.2012 | 0.0099901 | Submitted vide Distribution True-up petition for 2nd control Period as Annexure-I | Submitted vide Distribution True-up petition for 2nd control Period as Annexure-I
1810 | C10-Prov, of 35No's 8.0 Intermediate po | MAHABOOBNAGAR | 07.06.2012 | 0.0099901 | Submitted vide Distribution True-up petition for 2nd control Period as Annexure-I | Submitted vide Distribution True-up petition for 2nd control Period as Annexure-I
1811 | C10-Prov, of 10No's 8.0 Intermediate po | MAHABOOBNAGAR | 07.06.2012 | 0.0019017 | Submitted vide Distribution True-up petition for 2nd control Period as Annexure-I | Submitted vide Distribution True-up petition for 2nd control Period as Annexure-I
1812 | C10-Prov, of 46No's 8.0 Intermediate po | MAHABOOBNAGAR | 07.06.2012 | 0.013196 | Submitted vide Distribution True-up petition for 2nd control Period as Annexure-I | Submitted vide Distribution True-up petition for 2nd control Period as Annexure-I
1813 | C10-Prov, of 25No's 8.0 Intermediate po | MAHABOOBNAGAR | 07.06.2012 | 0.0071715 | Submitted vide Distribution True-up petition for 2nd control Period as Annexure-I | Submitted vide Distribution True-up petition for 2nd control Period as Annexure-I
1814 | C10-Prov, of 40No's 8.0 Intermediate po | MAHABOOBNAGAR | 07.06.2012 | 0.010426 | Submitted vide Distribution True-up petition for 2nd control Period as Annexure-I | Submitted vide Distribution True-up petition for 2nd control Period as Annexure-I
1815 | C10-Prov, of 46No's 8.0 Intermediate po | MAHABOOBNAGAR | 07.06.2012 | 0.012036 | Submitted vide Distribution True-up petition for 2nd control Period as Annexure-I | Submitted vide Distribution True-up petition for 2nd control Period as Annexure-I
1816 | C10-erection of 25 KVA DTR on ss-XVIII | MAHABOOBNAGAR | 07.06.2012 | 0.023222 | Submitted vide Distribution True-up petition for 2nd control Period as Annexure-I | Submitted vide Distribution True-up petition for 2nd control Period as Annexure-I
1817 | C10-524/9-10/100KVA addl.DTRs on SS-IX, | MAHABOOBNAGAR | 07.06.2012 | 0.0038217 | Submitted vide Distribution True-up petition for 2nd control Period as Annexure-I | Submitted vide Distribution True-up petition for 2nd control Period as Annexure-I
1818 | C10-Erection of 25KVA Add,DTR on existi | MAHABOOBNAGAR | 07.06.2012 | 0.00080302 | Submitted vide Distribution True-up petition for 2nd control Period as Annexure-I | Submitted vide Distribution True-up petition for 2nd control Period as Annexure-I
1819 | C10-Erection of 63KVA Add,DTR on SS-I a | MAHABOOBNAGAR | 07.06.2012 | 0.018348 | Submitted vide Distribution True-up petition for 2nd control Period as Annexure-I | Submitted vide Distribution True-up petition for 2nd control Period as Annexure-I
1820 | C10-Erection of 63KVA Add,DTR on SS-VI | MAHABOOBNAGAR | 07.06.2012 | 0.015188 | Submitted vide Distribution True-up petition for 2nd control Period as Annexure-I | Submitted vide Distribution True-up petition for 2nd control Period as Annexure-I
1821 | C10-Erection of 63KVA Add,DTR on SS-IV | MAHABOOBNAGAR | 07.06.2012 | 0.015904 | Submitted vide Distribution True-up petition for 2nd control Period as Annexure-I | Submitted vide Distribution True-up petition for 2nd control Period as Annexure-I
1822 | C10-Erection of 63KVA Add,DTR on SS-III | MAHABOOBNAGAR | 07.06.2012 | 0.015744 | Submitted vide Distribution True-up petition for 2nd control Period as Annexure-I | Submitted vide Distribution True-up petition for 2nd control Period as Annexure-I
1823 | C10-Erection of 100KVA Add,DTR on SS-IX | MAHABOOBNAGAR | 07.06.2012 | 0.016695 | Submitted vide Distribution True-up petition for 2nd control Period as Annexure-I | Submitted vide Distribution True-up petition for 2nd control Period as Annexure-I
1824 | C10-12/9-10/DE/10No.sEarths of S-PhDTRs | MAHABOOBNAGAR | 07.06.2012 | 0.004675 | Submitted vide Distribution True-up petition for 2nd control Period as Annexure-I | Submitted vide Distribution True-up petition for 2nd control Period as Annexure-I
1825 | C10-13/9-10/DE/10No.sEarths of S-PhDTRs | MAHABOOBNAGAR | 07.06.2012 | 0.004675 | Submitted vide Distribution True-up petition for 2nd control Period as Annexure-I | Submitted vide Distribution True-up petition for 2nd control Period as Annexure-I
1826 | C10-14/9-10/DE/10No.sEarths of S-PhDTRs | MAHABOOBNAGAR | 07.06.2012 | 0.004675 | Submitted vide Distribution True-up petition for 2nd control Period as Annexure-I | Submitted vide Distribution True-up petition for 2nd control Period as Annexure-I
1827 | C10-11/9-10/DE/10No.sEarths of S-PhDTRs | MAHABOOBNAGAR | 07.06.2012 | 0.004675 | Submitted vide Distribution True-up petition for 2nd control Period as Annexure-I | Submitted vide Distribution True-up petition for 2nd control Period as Annexure-I
1828 | C10-10/9-10/DE/4No.sEarths of S-PhDTRs | MAHABOOBNAGAR | 07.06.2012 | 0.00187 | Submitted vide Distribution True-up petition for 2nd control Period as Annexure-I | Submitted vide Distribution True-up petition for 2nd control Period as Annexure-I
1829 | C13-E/S to 30KW Addl, load to M.V.S Deg | MAHABOOBNAGAR | 07.06.2012 | 0.002098 | Submitted vide Distribution True-up petition for 2nd control Period as Annexure-I | Submitted vide Distribution True-up petition for 2nd control Period as Annexure-I
1830 | C14-Shifting of 33KV line passing over | MAHABOOBNAGAR | 07.06.2012 | 0.0038829 | Submitted vide Distribution True-up petition for 2nd control Period as Annexure-I | Submitted vide Distribution True-up petition for 2nd control Period as Annexure-I
1831 | C10-Erection of 25KVA DTR on SS-II at P | MAHABOOBNAGAR | 07.06.2012 | 0.013162 | Submitted vide Distribution True-up petition for 2nd control Period as Annexure-I | Submitted vide Distribution True-up petition for 2nd control Period as Annexure-I
1832 | C10-Erection of 25KVA DTR on SS-V at Bh | MAHABOOBNAGAR | 07.06.2012 | 0.013452 | Submitted vide Distribution True-up petition for 2nd control Period as Annexure-I | Submitted vide Distribution True-up petition for 2nd control Period as Annexure-I
1833 | C10-erection of 100KVA on ss-IV at Pall | MAHABOOBNAGAR | 07.06.2012 | 0.0088617 | Submitted vide Distribution True-up petition for 2nd control Period as Annexure-I | Submitted vide Distribution True-up petition for 2nd control Period as Annexure-I
1834 | C10-Erection of 25KVA DTR on SS-V at Ma | MAHABOOBNAGAR | 07.06.2012 | 0.01262 | Submitted vide Distribution True-up petition for 2nd control Period as Annexure-I | Submitted vide Distribution True-up petition for 2nd control Period as Annexure-I
1835 | C10-25KVA Add,DTR on SS-IV at Chinnajat | MAHABOOBNAGAR | 07.06.2012 | 0.012121 | Submitted vide Distribution True-up petition for 2nd control Period as Annexure-I | Submitted vide Distribution True-up petition for 2nd control Period as Annexure-I
1836 | C10-100KVA DTR on SS-IV at Ajjilapur | MAHABOOBNAGAR | 07.06.2012 | 0.01638 | Submitted vide Distribution True-up petition for 2nd control Period as Annexure-I | Submitted vide Distribution True-up petition for 2nd control Period as Annexure-I
1837 | C10-Ere of 1x25KVA Add,DTR on SSI IMDAP | MAHABOOBNAGAR | 07.06.2012 | 0.013518 | Submitted vide Distribution True-up petition for 2nd control Period as Annexure-I | Submitted vide Distribution True-up petition for 2nd control Period as Annexure-I
1838 | C10-25KVA DTR on SS-VII at Peddanandiga | MAHABOOBNAGAR | 07.06.2012 | 0.011457 | Submitted vide Distribution True-up petition for 2nd control Period as Annexure-I | Submitted vide Distribution True-up petition for 2nd control Period as Annexure-I
1839 | C10-Ere of 25KVA DTR on SS-III at Appai | MAHABOOBNAGAR | 07.06.2012 | 0.023467 | Submitted vide Distribution True-up petition for 2nd control Period as Annexure-I | Submitted vide Distribution True-up petition for 2nd control Period as Annexure-I
1840 | C10-Ere of 25KVA DTR on SS-VII at Palle | MAHABOOBNAGAR | 07.06.2012 | 0.01809 | Submitted vide Distribution True-up petition for 2nd control Period as Annexure-I | Submitted vide Distribution True-up petition for 2nd control Period as Annexure-I
1841 | C10-Erection of 25KVA DTR on SS-II at C | MAHABOOBNAGAR | 07.06.2012 | 0.0101 | Submitted vide Distribution True-up petition for 2nd control Period as Annexure-I | Submitted vide Distribution True-up petition for 2nd control Period as Annexure-I
1842 | C10-Erection of 25KVA DTR on SS-III at | MAHABOOBNAGAR | 07.06.2012 | 0.0090358 | Submitted vide Distribution True-up petition for 2nd control Period as Annexure-I | Submitted vide Distribution True-up petition for 2nd control Period as Annexure-I
1843 | C10-Erection of 10KVA DTR on SS-XVII at | MAHABOOBNAGAR | 07.06.2012 | 0.0033876 | Submitted vide Distribution True-up petition for 2nd control Period as Annexure-I | Submitted vide Distribution True-up petition for 2nd control Period as Annexure-I
1844 | C10-63KVA addl.DTR on Bijaram-II in Kos | MAHABOOBNAGAR | 07.06.2012 | 0.013664 | Submitted vide Distribution True-up petition for 2nd control Period as Annexure-I | Submitted vide Distribution True-up petition for 2nd control Period as Annexure-I
1845 | C10-Erection of 100KVA DTR on SS-IX at | MAHABOOBNAGAR | 07.06.2012 | 0.016743 | Submitted vide Distribution True-up petition for 2nd control Period as Annexure-I | Submitted vide Distribution True-up petition for 2nd control Period as Annexure-I
1846 | C10-Erection of 100 KVA DTR Chowtapally | MAHABOOBNAGAR | 07.06.2012 | 0.0078957 | Submitted vide Distribution True-up petition for 2nd control Period as Annexure-I | Submitted vide Distribution True-up petition for 2nd control Period as Annexure-I
1847 | C10-Erection of 15KVA DTR on SS-I at Ch | MAHABOOBNAGAR | 07.06.2012 | 0.010891 | Submitted vide Distribution True-up petition for 2nd control Period as Annexure-I | Submitted vide Distribution True-up petition for 2nd control Period as Annexure-I
1848 | C10-Erec of 25KVA DTR on SS-IV at Palle | MAHABOOBNAGAR | 07.06.2012 | 0.015095 | Submitted vide Distribution True-up petition for 2nd control Period as Annexure-I | Submitted vide Distribution True-up petition for 2nd control Period as Annexure-I
1849 | C10-Erection of 63KVA DTR on SS-II at B | MAHABOOBNAGAR | 07.06.2012 | 0.015328 | Submitted vide Distribution True-up petition for 2nd control Period as Annexure-I | Submitted vide Distribution True-up petition for 2nd control Period as Annexure-I
1850 | C10-erection of 3x15kva dtr onss-I at p | MAHABOOBNAGAR | 07.06.2012 | 0.0019013 | Submitted vide Distribution True-up petition for 2nd control Period as Annexure-I | Submitted vide Distribution True-up petition for 2nd control Period as Annexure-I
1851 | C10-erection of 25 KVA DTR ss-II Kishan | MAHABOOBNAGAR | 07.06.2012 | 0.012365 | Submitted vide Distribution True-up petition for 2nd control Period as Annexure-I | Submitted vide Distribution True-up petition for 2nd control Period as Annexure-I
1852 | C10-Erection of 100KVA DTR on SS-I at M | MAHABOOBNAGAR | 07.06.2012 | 0.0068969 | Submitted vide Distribution True-up petition for 2nd control Period as Annexure-I | Submitted vide Distribution True-up petition for 2nd control Period as Annexure-I
1853 | C10-Erection of 100KVA DTR on SS-I at T | MAHABOOBNAGAR | 07.06.2012 | 0.0063563 | Submitted vide Distribution True-up petition for 2nd control Period as Annexure-I | Submitted vide Distribution True-up petition for 2nd control Period as Annexure-I
1854 | C10-Shifting of 3x15KVA DTRs on SS-21 a | MAHABOOBNAGAR | 07.06.2012 | 0.005764 | Submitted vide Distribution True-up petition for 2nd control Period as Annexure-I | Submitted vide Distribution True-up petition for 2nd control Period as Annexure-I
1855 | C10-Erection 100KVA DTR on SS II at Ped | MAHABOOBNAGAR | 07.06.2012 | 0.0054804 | Submitted vide Distribution True-up petition for 2nd control Period as Annexure-I | Submitted vide Distribution True-up petition for 2nd control Period as Annexure-I
1856 | C10-Erec of 15KVA DTR on SS-II at Kouku | MAHABOOBNAGAR | 07.06.2012 | 0.013405 | Submitted vide Distribution True-up petition for 2nd control Period as Annexure-I | Submitted vide Distribution True-up petition for 2nd control Period as Annexure-I
1857 | C10- 25 KVA DTR ss- VI at Pedripad | MAHABOOBNAGAR | 07.06.2012 | 0.015598 | Submitted vide Distribution True-up petition for 2nd control Period as Annexure-I | Submitted vide Distribution True-up petition for 2nd control Period as Annexure-I
1858 | C10-Ereof 3x15KVA DTR on SS-II at Nandi | MAHABOOBNAGAR | 07.06.2012 | 0.013964 | Submitted vide Distribution True-up petition for 2nd control Period as Annexure-I | Submitted vide Distribution True-up petition for 2nd control Period as Annexure-I
1859 | C10-Erection of 25KVA DTR on Ss-III Gok | MAHABOOBNAGAR | 07.06.2012 | 0.018384 | Submitted vide Distribution True-up petition for 2nd control Period as Annexure-I | Submitted vide Distribution True-up petition for 2nd control Period as Annexure-I
1860 | C10-Ere of 25KVA Add,DTR on SSINAZAKHAN | MAHABOOBNAGAR | 07.06.2012 | 0.011846 | Submitted vide Distribution True-up petition for 2nd control Period as Annexure-I | Submitted vide Distribution True-up petition for 2nd control Period as Annexure-I
1861 | C10-Erection of 100KVA DTR on SS-IV at | MAHABOOBNAGAR | 07.06.2012 | 0.0038573 | Submitted vide Distribution True-up petition for 2nd control Period as Annexure-I | Submitted vide Distribution True-up petition for 2nd control Period as Annexure-I
1862 | C10-Erection of 25KVA DTR on SS-XIV at | MAHABOOBNAGAR | 07.06.2012 | 0.011094 | Submitted vide Distribution True-up petition for 2nd control Period as Annexure-I | Submitted vide Distribution True-up petition for 2nd control Period as Annexure-I
1863 | C10-Ere of 100KVA DTR on SS-V at Bomras | MAHABOOBNAGAR | 07.06.2012 | 0.0090994 | Submitted vide Distribution True-up petition for 2nd control Period as Annexure-I | Submitted vide Distribution True-up petition for 2nd control Period as Annexure-I
1864 | C10-100 KVA Add,DTR on SS-I Bondalakunt | MAHABOOBNAGAR | 07.06.2012 | 0.019516 | Submitted vide Distribution True-up petition for 2nd control Period as Annexure-I | Submitted vide Distribution True-up petition for 2nd control Period as Annexure-I
1865 | C10-Erection of 1x25KVA Add,DTR on exis | MAHABOOBNAGAR | 07.06.2012 | 0.016314 | Submitted vide Distribution True-up petition for 2nd control Period as Annexure-I | Submitted vide Distribution True-up petition for 2nd control Period as Annexure-I
1866 | C10-Erection of 15KVA DTR on SS-I at Ko | MAHABOOBNAGAR | 07.06.2012 | 0.0055431 | Submitted vide Distribution True-up petition for 2nd control Period as Annexure-I | Submitted vide Distribution True-up petition for 2nd control Period as Annexure-I
1867 | C10-erection of 25 KVA DTR ss-IV Bhunee | MAHABOOBNAGAR | 07.06.2012 | 0.012336 | Submitted vide Distribution True-up petition for 2nd control Period as Annexure-I | Submitted vide Distribution True-up petition for 2nd control Period as Annexure-I
1868 | C10-erection of 25 KVA DTR ss- II chena | MAHABOOBNAGAR | 07.06.2012 | 0.010799 | Submitted vide Distribution True-up petition for 2nd control Period as Annexure-I | Submitted vide Distribution True-up petition for 2nd control Period as Annexure-I
1869 | C10-erection of 25 KVA DTR on SS-II at | MAHABOOBNAGAR | 07.06.2012 | 0.011529 | Submitted vide Distribution True-up petition for 2nd control Period as Annexure-I | Submitted vide Distribution True-up petition for 2nd control Period as Annexure-I
1870 | C10-Erection of 25KVA DTR on SS-III at | MAHABOOBNAGAR | 07.06.2012 | 0.0034588 | Submitted vide Distribution True-up petition for 2nd control Period as Annexure-I | Submitted vide Distribution True-up petition for 2nd control Period as Annexure-I
1871 | C10-Erection of 25KVA DTR on SS-II at S | MAHABOOBNAGAR | 07.06.2012 | 0.0097945 | Submitted vide Distribution True-up petition for 2nd control Period as Annexure-I | Submitted vide Distribution True-up petition for 2nd control Period as Annexure-I
1872 | C10-Erection of 25KVA DTR on SS-III at | MAHABOOBNAGAR | 07.06.2012 | 0.0098172 | Submitted vide Distribution True-up petition for 2nd control Period as Annexure-I | Submitted vide Distribution True-up petition for 2nd control Period as Annexure-I
1873 | C10-Erection of 3x15KVA Add,DTR on SS-I | MAHABOOBNAGAR | 07.06.2012 | 0.011639 | Submitted vide Distribution True-up petition for 2nd control Period as Annexure-I | Submitted vide Distribution True-up petition for 2nd control Period as Annexure-I
1874 | C10-Erection of 25KVA Addl DTR on SS-XX | MAHABOOBNAGAR | 07.06.2012 | 0.014256 | Submitted vide Distribution True-up petition for 2nd control Period as Annexure-I | Submitted vide Distribution True-up petition for 2nd control Period as Annexure-I
1875 | C10-erection Interlinking li Kodangal | MAHABOOBNAGAR | 07.06.2012 | 0.025482 | Submitted vide Distribution True-up petition for 2nd control Period as Annexure-I | Submitted vide Distribution True-up petition for 2nd control Period as Annexure-I
1876 | C10-Erection of 25KVA DTR on SS-II at K | MAHABOOBNAGAR | 07.06.2012 | 0.0088495 | Submitted vide Distribution True-up petition for 2nd control Period as Annexure-I | Submitted vide Distribution True-up petition for 2nd control Period as Annexure-I
1877 | C10-erection of 25 KVA DTR on SS-IV at | MAHABOOBNAGAR | 07.06.2012 | 0.010936 | Submitted vide Distribution True-up petition for 2nd control Period as Annexure-I | Submitted vide Distribution True-up petition for 2nd control Period as Annexure-I
1878 | C10-Erection of 2x25KVA Add,DTR on SS-I | MAHABOOBNAGAR | 07.06.2012 | 0.018988 | Submitted vide Distribution True-up petition for 2nd control Period as Annexure-I | Submitted vide Distribution True-up petition for 2nd control Period as Annexure-I
1879 | C10-Erection of 25KVA DTR on SS-IV at N | MAHABOOBNAGAR | 07.06.2012 | 0.011941 | Submitted vide Distribution True-up petition for 2nd control Period as Annexure-I | Submitted vide Distribution True-up petition for 2nd control Period as Annexure-I
1880 | C10-Ere of 25KVA DTR on SS-III at Bhune | MAHABOOBNAGAR | 07.06.2012 | 0.012507 | Submitted vide Distribution True-up petition for 2nd control Period as Annexure-I | Submitted vide Distribution True-up petition for 2nd control Period as Annexure-I
1881 | C10-Erection of 25KVA DTR on SS-IVat L | MAHABOOBNAGAR | 07.06.2012 | 0.012996 | Submitted vide Distribution True-up petition for 2nd control Period as Annexure-I | Submitted vide Distribution True-up petition for 2nd control Period as Annexure-I
1882 | C10-Erection of 63KVA DTR on SS-III at | MAHABOOBNAGAR | 07.06.2012 | 0.013515 | Submitted vide Distribution True-up petition for 2nd control Period as Annexure-I | Submitted vide Distribution True-up petition for 2nd control Period as Annexure-I
1883 | C10-Erection of 25KVA DTR on SS-I at Na | MAHABOOBNAGAR | 07.06.2012 | 0.0098079 | Submitted vide Distribution True-up petition for 2nd control Period as Annexure-I | Submitted vide Distribution True-up petition for 2nd control Period as Annexure-I
1884 | C10-25KVA DTR on SS-III at Kothapallyth | MAHABOOBNAGAR | 07.06.2012 | 0.0098533 | Submitted vide Distribution True-up petition for 2nd control Period as Annexure-I | Submitted vide Distribution True-up petition for 2nd control Period as Annexure-I
1885 | C10-erection Interlinking li Kodangal | MAHABOOBNAGAR | 07.06.2012 | 0.023838 | Submitted vide Distribution True-up petition for 2nd control Period as Annexure-I | Submitted vide Distribution True-up petition for 2nd control Period as Annexure-I
1886 | C10-Erection of 100 KVA DTR Chinnareddy | MAHABOOBNAGAR | 07.06.2012 | 0.0071721 | Submitted vide Distribution True-up petition for 2nd control Period as Annexure-I | Submitted vide Distribution True-up petition for 2nd control Period as Annexure-I
1887 | C10-Erection of 25KVA DTR on SS-III at | MAHABOOBNAGAR | 07.06.2012 | 0.011165 | Submitted vide Distribution True-up petition for 2nd control Period as Annexure-I | Submitted vide Distribution True-up petition for 2nd control Period as Annexure-I
1888 | C10-25KVA DTR on SS-I at Dupadigattu | MAHABOOBNAGAR | 07.06.2012 | 0.01021 | Submitted vide Distribution True-up petition for 2nd control Period as Annexure-I | Submitted vide Distribution True-up petition for 2nd control Period as Annexure-I
1889 | C10-erection of 100KVA DTR on ss-II at | MAHABOOBNAGAR | 07.06.2012 | 0.016884 | Submitted vide Distribution True-up petition for 2nd control Period as Annexure-I | Submitted vide Distribution True-up petition for 2nd control Period as Annexure-I
1890 | C10-Erection of 25KVA DTR on Ss-II Goku | MAHABOOBNAGAR | 07.06.2012 | 0.017771 | Submitted vide Distribution True-up petition for 2nd control Period as Annexure-I | Submitted vide Distribution True-up petition for 2nd control Period as Annexure-I
1891 | C10-Ere of 100 KVA DTR On ss-IV at Gopl | MAHABOOBNAGAR | 07.06.2012 | 0.018132 | Submitted vide Distribution True-up petition for 2nd control Period as Annexure-I | Submitted vide Distribution True-up petition for 2nd control Period as Annexure-I
1892 | C10-Erection of 2x25KVA Add,DTR on exis | MAHABOOBNAGAR | 07.06.2012 | 0.02692 | Submitted vide Distribution True-up petition for 2nd control Period as Annexure-I | Submitted vide Distribution True-up petition for 2nd control Period as Annexure-I
1893 | C10-1x25KVA Add,DTR onSSII BOLLARAM | MAHABOOBNAGAR | 07.06.2012 | 0.015121 | Submitted vide Distribution True-up petition for 2nd control Period as Annexure-I | Submitted vide Distribution True-up petition for 2nd control Period as Annexure-I
1894 | C10-1x100KVA Add,DTR on SS-IX at Maddur | MAHABOOBNAGAR | 07.06.2012 | 0.022469 | Submitted vide Distribution True-up petition for 2nd control Period as Annexure-I | Submitted vide Distribution True-up petition for 2nd control Period as Annexure-I
1895 | C10-E/s to 1No 100 KVADTR on SS-3 at Ka | MAHABOOBNAGAR | 07.06.2012 | 0.0023803 | Submitted vide Distribution True-up petition for 2nd control Period as Annexure-I | Submitted vide Distribution True-up petition for 2nd control Period as Annexure-I
1896 | ERECTION OF 33/11 SSMANDODDI(V)WADEPALLY | MAHABOOBNAGAR | 02.06.2011 | 0.52794 | Submitted vide Distribution True-up petition for 2nd control Period as Annexure-I | Submitted vide Distribution True-up petition for 2nd control Period as Annexure-I
1897 | ERE OF 33/11KV SS GADWAL(V)GADWAL(M) MBN | MAHABOOBNAGAR | 13.04.2011 | 0.73271 | Submitted vide Distribution True-up petition for 2nd control Period as Annexure-I | Submitted vide Distribution True-up petition for 2nd control Period as Annexure-I
1898 | Ere of Ptr structures at Karkonda in Naw | MAHABOOBNAGAR | 15.04.2011 | 0.096746 | Submitted vide Distribution True-up petition for 2nd control Period as Annexure-I | Submitted vide Distribution True-up petition for 2nd control Period as Annexure-I
1899 | Ere of 11 Kv Line at 33/11kv ss Kodupar | MAHABOOBNAGAR | 31.01.2012 | 0.060711 | Submitted vide Distribution True-up petition for 2nd control Period as Annexure-I | Submitted vide Distribution True-up petition for 2nd control Period as Annexure-I
1900 | Ere of 11 kv Line at 33/11 kv ss Vemula | MAHABOOBNAGAR | 19.03.2012 | 0.049578 | Submitted vide Distribution True-up petition for 2nd control Period as Annexure-I | Submitted vide Distribution True-up petition for 2nd control Period as Annexure-I
1901 | CONVESION LT LINE TO HT LINE ANTHARAM SS | MAHABOOBNAGAR | 22.04.2011 | 0.0026764 | Submitted vide Distribution True-up petition for 2nd control Period as Annexure-I | Submitted vide Distribution True-up petition for 2nd control Period as Annexure-I
1902 | CON. LT LINE TO HT SHANDRALA G.TANDASS12 | MAHABOOBNAGAR | 29.04.2011 | 0.016186 | Submitted vide Distribution True-up petition for 2nd control Period as Annexure-I | Submitted vide Distribution True-up petition for 2nd control Period as Annexure-I
1903 | CON. LT L TO HT L JAKNALAPALLY SS-3 | MAHABOOBNAGAR | 19.04.2011 | 0.12419 | Submitted vide Distribution True-up petition for 2nd control Period as Annexure-I | Submitted vide Distribution True-up petition for 2nd control Period as Annexure-I
1904 | CON.LT L TO HT L JAKNALAPALLY SS-6 | MAHABOOBNAGAR | 19.04.2011 | 0.098751 | Submitted vide Distribution True-up petition for 2nd control Period as Annexure-I | Submitted vide Distribution True-up petition for 2nd control Period as Annexure-I
1905 | Ere of 11 Kv New Line at 33/11 kv Konded | MAHABOOBNAGAR | 10.06.2011 | 0.62654 | Submitted vide Distribution True-up petition for 2nd control Period as Annexure-I | Submitted vide Distribution True-up petition for 2nd control Period as Annexure-I
1906 | ERE OF 33/11 KV SS AT TADOOR(v&m) NGKL D | MAHABOOBNAGAR | 30.07.2011 | 0.84614 | Submitted vide Distribution True-up petition for 2nd control Period as Annexure-I | Submitted vide Distribution True-up petition for 2nd control Period as Annexure-I
1907 | ERE OF 8 KM 33KV LINE AT TALLAPALLY IN T | MAHABOOBNAGAR | 09.09.2011 | 0.20389 | Submitted vide Distribution True-up petition for 2nd control Period as Annexure-I | Submitted vide Distribution True-up petition for 2nd control Period as Annexure-I
1908 | Con.of LT to HT Li at Veerannaplly SS-5 | MAHABOOBNAGAR | 23.04.2011 | 0.080632 | Submitted vide Distribution True-up petition for 2nd control Period as Annexure-I | Submitted vide Distribution True-up petition for 2nd control Period as Annexure-I
1909 | Con.of LT to HT Li Timmapally SS-8 HVD | MAHABOOBNAGAR | 29.04.2011 | 0.37141 | Submitted vide Distribution True-up petition for 2nd control Period as Annexure-I | Submitted vide Distribution True-up petition for 2nd control Period as Annexure-I
1910 | C10-128/8-9/DE/25KVA S-PhDTRon3x15SS-2a | MAHABOOBNAGAR | 07.06.2012 | 0.0076328 | Submitted vide Distribution True-up petition for 2nd control Period as Annexure-I | Submitted vide Distribution True-up petition for 2nd control Period as Annexure-I
1911 | C10-236/8-9/DE/25KVA on 100KVA SS-3 at | MAHABOOBNAGAR | 07.06.2012 | 0.0076179 | Submitted vide Distribution True-up petition for 2nd control Period as Annexure-I | Submitted vide Distribution True-up petition for 2nd control Period as Annexure-I
1912 | C10-232/8-9/DE/25KVA S-PhDTRon15KVA SS- | MAHABOOBNAGAR | 07.06.2012 | 0.0068933 | Submitted vide Distribution True-up petition for 2nd control Period as Annexure-I | Submitted vide Distribution True-up petition for 2nd control Period as Annexure-I
1913 | C10-230/8-9/DE/25KVA S-Ph on 15KVA SS-1 | MAHABOOBNAGAR | 07.06.2012 | 0.0097226 | Submitted vide Distribution True-up petition for 2nd control Period as Annexure-I | Submitted vide Distribution True-up petition for 2nd control Period as Annexure-I
1914 | C10-233/8-9/DE/25KVA on100KVA SS-2 at C | MAHABOOBNAGAR | 07.06.2012 | 0.013331 | Submitted vide Distribution True-up petition for 2nd control Period as Annexure-I | Submitted vide Distribution True-up petition for 2nd control Period as Annexure-I
1915 | Con.of LT to HT Line Timmapally SS-7 HVD | MAHABOOBNAGAR | 05.04.2011 | 0.18746 | Submitted vide Distribution True-up petition for 2nd control Period as Annexure-I | Submitted vide Distribution True-up petition for 2nd control Period as Annexure-I
1916 | Con.of LT to HT Line Timmapally SS-5 HVD | MAHABOOBNAGAR | 21.04.2011 | 0.17082 | Submitted vide Distribution True-up petition for 2nd control Period as Annexure-I | Submitted vide Distribution True-up petition for 2nd control Period as Annexure-I
1917 | CON. LT L TO HT L SHANDRALAGADDA SS-12 | MAHABOOBNAGAR | 22.04.2011 | 0.23599 | Submitted vide Distribution True-up petition for 2nd control Period as Annexure-I | Submitted vide Distribution True-up petition for 2nd control Period as Annexure-I
1918 | C10-432/8-9/DE/100KVAon100KVA SS-2at Un | MAHABOOBNAGAR | 07.06.2012 | 0.019031 | Submitted vide Distribution True-up petition for 2nd control Period as Annexure-I | Submitted vide Distribution True-up petition for 2nd control Period as Annexure-I
1919 | C10-237/9-10/DE/25KVA DTR on SS-2 at Ka | MAHABOOBNAGAR | 07.06.2012 | 0.018904 | Submitted vide Distribution True-up petition for 2nd control Period as Annexure-I | Submitted vide Distribution True-up petition for 2nd control Period as Annexure-I
1920 | CONVESION LT L TO HT LPALUGUTHANDA SS-1 | MAHABOOBNAGAR | 22.04.2011 | 0.16804 | Submitted vide Distribution True-up petition for 2nd control Period as Annexure-I | Submitted vide Distribution True-up petition for 2nd control Period as Annexure-I
1921 | CONVESION LT L TO HT L PALUGUTHANDA SS-6 | MAHABOOBNAGAR | 29.04.2011 | 0.12303 | Submitted vide Distribution True-up petition for 2nd control Period as Annexure-I | Submitted vide Distribution True-up petition for 2nd control Period as Annexure-I
1922 | CONVESION LT L TO HT L JAKNALAPALLY SS5 | MAHABOOBNAGAR | 16.05.2011 | 0.12127 | Submitted vide Distribution True-up petition for 2nd control Period as Annexure-I | Submitted vide Distribution True-up petition for 2nd control Period as Annexure-I
1923 | CONVESION LT LINE TO HT LINE ANTHARAM SS | MAHABOOBNAGAR | 28.04.2011 | 0.12717 | Submitted vide Distribution True-up petition for 2nd control Period as Annexure-I | Submitted vide Distribution True-up petition for 2nd control Period as Annexure-I
1924 | CONVESION LT LINE TO HT LINE ANTHARAM SS | MAHABOOBNAGAR | 12.05.2011 | 0.033091 | Submitted vide Distribution True-up petition for 2nd control Period as Annexure-I | Submitted vide Distribution True-up petition for 2nd control Period as Annexure-I
1925 | CONVESN. LINE TO HT LINE JUPALLY SS-9 | MAHABOOBNAGAR | 19.04.2011 | 0.15512 | Submitted vide Distribution True-up petition for 2nd control Period as Annexure-I | Submitted vide Distribution True-up petition for 2nd control Period as Annexure-I
1926 | CON..LT LINE TO HT LINE JUPALYY SS-13 | MAHABOOBNAGAR | 19.04.2011 | 0.07924 | Submitted vide Distribution True-up petition for 2nd control Period as Annexure-I | Submitted vide Distribution True-up petition for 2nd control Period as Annexure-I
1927 | CON..LT LINE TO HT LINE JUPALYY SS-14 | MAHABOOBNAGAR | 19.04.2011 | 0.19266 | Submitted vide Distribution True-up petition for 2nd control Period as Annexure-I | Submitted vide Distribution True-up petition for 2nd control Period as Annexure-I
1928 | CON..LT LINE TO HT LINE JUPALYY SS-32 | MAHABOOBNAGAR | 07.04.2011 | 0.081102 | Submitted vide Distribution True-up petition for 2nd control Period as Annexure-I | Submitted vide Distribution True-up petition for 2nd control Period as Annexure-I
1929 | CONVESION LT L TO HT JAKNALAPALLY SS-3 | MAHABOOBNAGAR | 19.04.2011 | 0.0013706 | Submitted vide Distribution True-up petition for 2nd control Period as Annexure-I | Submitted vide Distribution True-up petition for 2nd control Period as Annexure-I
1930 | CONVESION LT L TO HT L JAKNALAPALLY SS-6 | MAHABOOBNAGAR | 19.04.2011 | 0.0013706 | Submitted vide Distribution True-up petition for 2nd control Period as Annexure-I | Submitted vide Distribution True-up petition for 2nd control Period as Annexure-I
1931 | CONVESION LT L TO HT L JAKNALAPALLY SS-9 | MAHABOOBNAGAR | 29.04.2011 | 0.075102 | Submitted vide Distribution True-up petition for 2nd control Period as Annexure-I | Submitted vide Distribution True-up petition for 2nd control Period as Annexure-I
1932 | CONVESION LT L TO HT LJAKNALAPALLY SS19 | MAHABOOBNAGAR | 29.04.2011 | 0.059907 | Submitted vide Distribution True-up petition for 2nd control Period as Annexure-I | Submitted vide Distribution True-up petition for 2nd control Period as Annexure-I
1933 | CONVESION LT L TO HT JAKNALAPALLY SS24 | MAHABOOBNAGAR | 17.05.2011 | 0.070628 | Submitted vide Distribution True-up petition for 2nd control Period as Annexure-I | Submitted vide Distribution True-up petition for 2nd control Period as Annexure-I
1934 | CON.OF LT TO HT HVDS P2 AT DAMMARGIDDA M | MAHABOOBNAGAR | 28.02.2012 | 4.2492 | Submitted vide Distribution True-up petition for 2nd control Period as Annexure-I | Submitted vide Distribution True-up petition for 2nd control Period as Annexure-I
1935 | CON.OF LT TO HT HVDS P2 AT IBRAHIMPATNAM | MAHABOOBNAGAR | 30.01.2012 | 2.8378 | Submitted vide Distribution True-up petition for 2nd control Period as Annexure-I | Submitted vide Distribution True-up petition for 2nd control Period as Annexure-I
1936 | Ere of 6.0 km 33 kv line at Koduparthy | MAHABOOBNAGAR | 12.05.2011 | 0.048158 | Submitted vide Distribution True-up petition for 2nd control Period as Annexure-I | Submitted vide Distribution True-up petition for 2nd control Period as Annexure-I
1937 | Con.of LT to HVDS P3 Kuppagandla ss-12 V | MAHABOOBNAGAR | 30.04.2011 | 0.11177 | Submitted vide Distribution True-up petition for 2nd control Period as Annexure-I | Submitted vide Distribution True-up petition for 2nd control Period as Annexure-I
1938 | Con.of LT to HVDS P3 Kuppagandla ss-14 V | MAHABOOBNAGAR | 30.04.2011 | 0.10488 | Submitted vide Distribution True-up petition for 2nd control Period as Annexure-I | Submitted vide Distribution True-up petition for 2nd control Period as Annexure-I
1939 | Con.of LT to HVDS P3 kamalapur ss-4 veld | MAHABOOBNAGAR | 05.04.2011 | 0.22687 | Submitted vide Distribution True-up petition for 2nd control Period as Annexure-I | Submitted vide Distribution True-up petition for 2nd control Period as Annexure-I
1940 | Con.of LT to HVDS P3 Timmayapally ss-9 v | MAHABOOBNAGAR | 05.04.2011 | 0.099024 | Submitted vide Distribution True-up petition for 2nd control Period as Annexure-I | Submitted vide Distribution True-up petition for 2nd control Period as Annexure-I
1941 | Con.of LT to HVDS P3 Jupally ss-18 Velda | MAHABOOBNAGAR | 07.07.2011 | 0.10128 | Submitted vide Distribution True-up petition for 2nd control Period as Annexure-I | Submitted vide Distribution True-up petition for 2nd control Period as Annexure-I
1942 | Con.of LT to HVDS P3 kurumidda ss-10 Kal | MAHABOOBNAGAR | 22.04.2011 | 0.20519 | Submitted vide Distribution True-up petition for 2nd control Period as Annexure-I | Submitted vide Distribution True-up petition for 2nd control Period as Annexure-I
1943 | Con.of LT to HVDS P3 Macharla ss-38 in K | MAHABOOBNAGAR | 16.05.2011 | 0.05284 | Submitted vide Distribution True-up petition for 2nd control Period as Annexure-I | Submitted vide Distribution True-up petition for 2nd control Period as Annexure-I
1944 | Con.of LT to HVDS P3 Nerellapalli SS- 9 | MAHABOOBNAGAR | 30.04.2011 | 0.18335 | Submitted vide Distribution True-up petition for 2nd control Period as Annexure-I | Submitted vide Distribution True-up petition for 2nd control Period as Annexure-I
1945 | Ere of 33 Kv line at 33/11 kv ss Annasag | MAHABOOBNAGAR | 31.01.2012 | 0.053474 | Submitted vide Distribution True-up petition for 2nd control Period as Annexure-I | Submitted vide Distribution True-up petition for 2nd control Period as Annexure-I
1946 | Ere of 11kv line at 33/11 kv ss Annasaga | MAHABOOBNAGAR | 31.01.2012 | 0.032279 | Submitted vide Distribution True-up petition for 2nd control Period as Annexure-I | Submitted vide Distribution True-up petition for 2nd control Period as Annexure-I
1947 | ERR. OF 33/11KV SS AT PEDDA DAGAD IN WPG | MAHABOOBNAGAR | 25.02.2012 | 0.26608 | Submitted vide Distribution True-up petition for 2nd control Period as Annexure-I | Submitted vide Distribution True-up petition for 2nd control Period as Annexure-I
1948 | Ere of 7.5 KM 11KV MARCHALA SS | MAHABOOBNAGAR | 20.03.2012 | 0.08762 | Submitted vide Distribution True-up petition for 2nd control Period as Annexure-I | Submitted vide Distribution True-up petition for 2nd control Period as Annexure-I
1949 | Floods works on 11KV Kolpur lift fdr 644 | MAHABOOBNAGAR | 20.04.2011 | 0.014813 | Submitted vide Distribution True-up petition for 2nd control Period as Annexure-I | Submitted vide Distribution True-up petition for 2nd control Period as Annexure-I
1950 | Flood works at Maganoor (M) 181/09-10 | MAHABOOBNAGAR | 01.06.2011 | 0.015854 | Submitted vide Distribution True-up petition for 2nd control Period as Annexure-I | Submitted vide Distribution True-up petition for 2nd control Period as Annexure-I
1951 | Flood works at Maganoor (M) 185/09-10 | MAHABOOBNAGAR | 01.06.2011 | 0.0058331 | Submitted vide Distribution True-up petition for 2nd control Period as Annexure-I | Submitted vide Distribution True-up petition for 2nd control Period as Annexure-I
1952 | Flood works at Maganoor (M) 188/09-10 | MAHABOOBNAGAR | 19.04.2011 | 0.0075641 | Submitted vide Distribution True-up petition for 2nd control Period as Annexure-I | Submitted vide Distribution True-up petition for 2nd control Period as Annexure-I
1953 | Flood works at Maganoor (M) 187/09-10 | MAHABOOBNAGAR | 16.04.2011 | 0.013617 | Submitted vide Distribution True-up petition for 2nd control Period as Annexure-I | Submitted vide Distribution True-up petition for 2nd control Period as Annexure-I
1954 | Flood works at Maganoor (M) 190/09-10 | MAHABOOBNAGAR | 19.04.2011 | 0.0086107 | Submitted vide Distribution True-up petition for 2nd control Period as Annexure-I | Submitted vide Distribution True-up petition for 2nd control Period as Annexure-I
1955 | Flood works at Maganoor (M) 189/09-10 | MAHABOOBNAGAR | 19.04.2011 | 0.0080676 | Submitted vide Distribution True-up petition for 2nd control Period as Annexure-I | Submitted vide Distribution True-up petition for 2nd control Period as Annexure-I
1956 | Flood works at Maganoor (M) 193/09-10 | MAHABOOBNAGAR | 16.04.2011 | 0.0099202 | Submitted vide Distribution True-up petition for 2nd control Period as Annexure-I | Submitted vide Distribution True-up petition for 2nd control Period as Annexure-I
1957 | Flood works at Maganoor (M) 194/09-10 | MAHABOOBNAGAR | 19.04.2011 | 0.011639 | Submitted vide Distribution True-up petition for 2nd control Period as Annexure-I | Submitted vide Distribution True-up petition for 2nd control Period as Annexure-I
1958 | Flood works at Maganoor (M) 195/09-10 | MAHABOOBNAGAR | 19.04.2011 | 0.0074227 | Submitted vide Distribution True-up petition for 2nd control Period as Annexure-I | Submitted vide Distribution True-up petition for 2nd control Period as Annexure-I
1959 | Flood works at Maganoor (M) 196/09-10 | MAHABOOBNAGAR | 19.04.2011 | 0.0087897 | Submitted vide Distribution True-up petition for 2nd control Period as Annexure-I | Submitted vide Distribution True-up petition for 2nd control Period as Annexure-I
1960 | Flood works at Maganoor (M) 197/09-10 | MAHABOOBNAGAR | 16.04.2011 | 0.0087875 | Submitted vide Distribution True-up petition for 2nd control Period as Annexure-I | Submitted vide Distribution True-up petition for 2nd control Period as Annexure-I
1961 | Flood works at Maganoor (M) 198/09-10 | MAHABOOBNAGAR | 20.04.2011 | 0.0087421 | Submitted vide Distribution True-up petition for 2nd control Period as Annexure-I | Submitted vide Distribution True-up petition for 2nd control Period as Annexure-I
1962 | Flood works at Maganoor (M) 204/09-10 | MAHABOOBNAGAR | 20.04.2011 | 0.0083227 | Submitted vide Distribution True-up petition for 2nd control Period as Annexure-I | Submitted vide Distribution True-up petition for 2nd control Period as Annexure-I
1963 | Flood works at Maganoor (M) 205/09-10 | MAHABOOBNAGAR | 19.04.2011 | 0.0084248 | Submitted vide Distribution True-up petition for 2nd control Period as Annexure-I | Submitted vide Distribution True-up petition for 2nd control Period as Annexure-I
1964 | Flood works at Maganoor (M) 207/09-10 | MAHABOOBNAGAR | 20.04.2011 | 0.0073408 | Submitted vide Distribution True-up petition for 2nd control Period as Annexure-I | Submitted vide Distribution True-up petition for 2nd control Period as Annexure-I
1965 | Flood works at Maganoor (M) 208/09-10 | MAHABOOBNAGAR | 20.04.2011 | 0.0063234 | Submitted vide Distribution True-up petition for 2nd control Period as Annexure-I | Submitted vide Distribution True-up petition for 2nd control Period as Annexure-I
1966 | Flood works at Maganoor (M) 209/09-10 | MAHABOOBNAGAR | 20.04.2011 | 0.024809 | Submitted vide Distribution True-up petition for 2nd control Period as Annexure-I | Submitted vide Distribution True-up petition for 2nd control Period as Annexure-I
1967 | Flood works at Maganoor (M) 210/09-10 | MAHABOOBNAGAR | 20.04.2011 | 0.008003 | Submitted vide Distribution True-up petition for 2nd control Period as Annexure-I | Submitted vide Distribution True-up petition for 2nd control Period as Annexure-I
1968 | Flood works at Maganoor (M) 211/09-10 | MAHABOOBNAGAR | 20.04.2011 | 0.0064242 | Submitted vide Distribution True-up petition for 2nd control Period as Annexure-I | Submitted vide Distribution True-up petition for 2nd control Period as Annexure-I
1969 | Flood works at Maganoor (M) 212/09-10 | MAHABOOBNAGAR | 16.04.2011 | 0.0074713 | Submitted vide Distribution True-up petition for 2nd control Period as Annexure-I | Submitted vide Distribution True-up petition for 2nd control Period as Annexure-I
1970 | Flood works at Atmakur (M) 269/09-10 | MAHABOOBNAGAR | 24.04.2011 | 0.0044465 | Submitted vide Distribution True-up petition for 2nd control Period as Annexure-I | Submitted vide Distribution True-up petition for 2nd control Period as Annexure-I
1971 | ERE OF 33/11KV SS aAT BALAMPET IN DOULTH | MAHABOOBNAGAR | 15.04.2011 | 1.0485 | Submitted vide Distribution True-up petition for 2nd control Period as Annexure-I | Submitted vide Distribution True-up petition for 2nd control Period as Annexure-I
1972 | ERE OF 33/11KV SS AT DAMARAGIDDA IN DAMA | MAHABOOBNAGAR | 15.04.2011 | 1.5366 | Submitted vide Distribution True-up petition for 2nd control Period as Annexure-I | Submitted vide Distribution True-up petition for 2nd control Period as Annexure-I
1973 | ERE OF 33/11KV SS AT SRJAKHANPET IN KOSG | MAHABOOBNAGAR | 15.04.2011 | 1.8505 | Submitted vide Distribution True-up petition for 2nd control Period as Annexure-I | Submitted vide Distribution True-up petition for 2nd control Period as Annexure-I
1974 | ERE OF 33/11KV SS AT NANDIGAMMA IN KOTHU | MAHABOOBNAGAR | 23.05.2011 | 1.1385 | Submitted vide Distribution True-up petition for 2nd control Period as Annexure-I | Submitted vide Distribution True-up petition for 2nd control Period as Annexure-I
1975 | EREOF 33/11KV SS KONDED IN JADCHERLA (M) | MAHABOOBNAGAR | 07.06.2012 | 0.46536 | Submitted vide Distribution True-up petition for 2nd control Period as Annexure-I | Submitted vide Distribution True-up petition for 2nd control Period as Annexure-I
1976 | EREOF 33/11KV SS MARCHALA IN KALWAKURTHY | MAHABOOBNAGAR | 07.06.2012 | 0.29721 | Submitted vide Distribution True-up petition for 2nd control Period as Annexure-I | Submitted vide Distribution True-up petition for 2nd control Period as Annexure-I
1977 | EREOF 33/11KV SS TANKARA IN HANWADA(M) M | MAHABOOBNAGAR | 07.06.2012 | 0.46879 | Submitted vide Distribution True-up petition for 2nd control Period as Annexure-I | Submitted vide Distribution True-up petition for 2nd control Period as Annexure-I
1978 | EREOF 33/11KV SS BUDDARAM(V)GOPALPET(m) | MAHABOOBNAGAR | 30.07.2011 | 0.4298 | Submitted vide Distribution True-up petition for 2nd control Period as Annexure-I | Submitted vide Distribution True-up petition for 2nd control Period as Annexure-I
1979 | Flood works at Atmakur (M) 270/09-10 | MAHABOOBNAGAR | 24.04.2011 | 0.0049039 | Submitted vide Distribution True-up petition for 2nd control Period as Annexure-I | Submitted vide Distribution True-up petition for 2nd control Period as Annexure-I
1980 | Flood works at Makthal (M) 199/09-10 | MAHABOOBNAGAR | 22.04.2011 | 0.0058513 | Submitted vide Distribution True-up petition for 2nd control Period as Annexure-I | Submitted vide Distribution True-up petition for 2nd control Period as Annexure-I
1981 | lood works at Atmakur (M) 271/09-10 | MAHABOOBNAGAR | 24.04.2011 | 0.0053159 | Submitted vide Distribution True-up petition for 2nd control Period as Annexure-I | Submitted vide Distribution True-up petition for 2nd control Period as Annexure-I
1982 | Flood works at Makthal (M) 183/09-10 | MAHABOOBNAGAR | 22.04.2011 | 0.011019 | Submitted vide Distribution True-up petition for 2nd control Period as Annexure-I | Submitted vide Distribution True-up petition for 2nd control Period as Annexure-I
1983 | Floods works on 11KV Sangambanda fdr 647 | MAHABOOBNAGAR | 22.04.2011 | 0.031551 | Submitted vide Distribution True-up petition for 2nd control Period as Annexure-I | Submitted vide Distribution True-up petition for 2nd control Period as Annexure-I
1984 | Flood works at Atmakur (M) 272/09-10 | MAHABOOBNAGAR | 24.04.2011 | 0.0050731 | Submitted vide Distribution True-up petition for 2nd control Period as Annexure-I | Submitted vide Distribution True-up petition for 2nd control Period as Annexure-I
1985 | Flood works at Maganoor (M) 192/09-10 | MAHABOOBNAGAR | 16.04.2011 | 0.0039777 | Submitted vide Distribution True-up petition for 2nd control Period as Annexure-I | Submitted vide Distribution True-up petition for 2nd control Period as Annexure-I
1986 | Flood works at Maganoor (M) 191/09-10 | MAHABOOBNAGAR | 16.04.2011 | 0.0057913 | Submitted vide Distribution True-up petition for 2nd control Period as Annexure-I | Submitted vide Distribution True-up petition for 2nd control Period as Annexure-I
1987 | Flood works at Maganoor (M) 182/09-10 | MAHABOOBNAGAR | 15.04.2011 | 0.0045232 | Submitted vide Distribution True-up petition for 2nd control Period as Annexure-I | Submitted vide Distribution True-up petition for 2nd control Period as Annexure-I
1988 | Floods works on 11KV Magnaoor fdr 650/09 | MAHABOOBNAGAR | 23.07.2011 | 0.035695 | Submitted vide Distribution True-up petition for 2nd control Period as Annexure-I | Submitted vide Distribution True-up petition for 2nd control Period as Annexure-I
1989 | Flood works at Atmakur (M) 273/09-10 | MAHABOOBNAGAR | 20.06.2011 | 0.0081656 | Submitted vide Distribution True-up petition for 2nd control Period as Annexure-I | Submitted vide Distribution True-up petition for 2nd control Period as Annexure-I
1990 | ERR OF 33/11KV SS AT TALLAPALLY(v)IN TEL | MAHABOOBNAGAR | 10.06.2011 | 0.34339 | Submitted vide Distribution True-up petition for 2nd control Period as Annexure-I | Submitted vide Distribution True-up petition for 2nd control Period as Annexure-I
1991 | CON.OFLT TO HVDS WORK IN PEBBAIR IN WNP | MAHABOOBNAGAR | 07.04.2011 | 1.0161 | Submitted vide Distribution True-up petition for 2nd control Period as Annexure-I | Submitted vide Distribution True-up petition for 2nd control Period as Annexure-I
1992 | E/S FOR ERE OF 33KV VCB AT 132/33KV MBNR | MAHABOOBNAGAR | 23.05.2011 | 0.57787 | Submitted vide Distribution True-up petition for 2nd control Period as Annexure-I | Submitted vide Distribution True-up petition for 2nd control Period as Annexure-I
1993 | Ere of 33Kv Line for 33/11Kv ss Arkapal | MAHABOOBNAGAR | 29.04.2011 | 0.40695 | Submitted vide Distribution True-up petition for 2nd control Period as Annexure-I | Submitted vide Distribution True-up petition for 2nd control Period as Annexure-I
1994 | Con of LT net w. into HVDs PH-II Marikal | MAHABOOBNAGAR | 28.04.2011 | 2.9261 | Submitted vide Distribution True-up petition for 2nd control Period as Annexure-I | Submitted vide Distribution True-up petition for 2nd control Period as Annexure-I
1995 | Flood works at Atmakur (M) 274/09-10 | MAHABOOBNAGAR | 24.04.2011 | 0.0045517 | Submitted vide Distribution True-up petition for 2nd control Period as Annexure-I | Submitted vide Distribution True-up petition for 2nd control Period as Annexure-I
1996 | Rec of works on 11KV Yadgir fdr 646/09-1 | MAHABOOBNAGAR | 28.04.2011 | 0.01947 | Submitted vide Distribution True-up petition for 2nd control Period as Annexure-I | Submitted vide Distribution True-up petition for 2nd control Period as Annexure-I
1997 | Flood works at Atmakur (M) 276/09-10 | MAHABOOBNAGAR | 24.04.2011 | 0.017396 | Submitted vide Distribution True-up petition for 2nd control Period as Annexure-I | Submitted vide Distribution True-up petition for 2nd control Period as Annexure-I
1998 | Flood works at Atmakur (M) 267/09-10 | MAHABOOBNAGAR | 24.04.2011 | 0.0066469 | Submitted vide Distribution True-up petition for 2nd control Period as Annexure-I | Submitted vide Distribution True-up petition for 2nd control Period as Annexure-I
1999 | Flood works at Atmakur (M) 275/09-10 | MAHABOOBNAGAR | 24.04.2011 | 0.0059885 | Submitted vide Distribution True-up petition for 2nd control Period as Annexure-I | Submitted vide Distribution True-up petition for 2nd control Period as Annexure-I
2000 | ERR OF 3.15 MVA PTR AT BUDIDEPADU IN MAL | MAHABOOBNAGAR | 06.06.2011 | 0.3922 | Submitted vide Distribution True-up petition for 2nd control Period as Annexure-I | Submitted vide Distribution True-up petition for 2nd control Period as Annexure-I
2001 | E/s for Laying of 220 Mtr33 kv HTUGKOdur | MAHABOOBNAGAR | 01.05.2011 | 0.03738 | Submitted vide Distribution True-up petition for 2nd control Period as Annexure-I | Submitted vide Distribution True-up petition for 2nd control Period as Annexure-I
2002 | Err of 33/11 kv ss Chintalapally in Koll | MAHABOOBNAGAR | 30.07.2011 | 1.0413 | Submitted vide Distribution True-up petition for 2nd control Period as Annexure-I | Submitted vide Distribution True-up petition for 2nd control Period as Annexure-I
2003 | C10-ERE OF 1NO 25KVADTRMUDIREDDY PALLY | MAHABOOBNAGAR | 01.05.2011 | 0.0052015 | Submitted vide Distribution True-up petition for 2nd control Period as Annexure-I | Submitted vide Distribution True-up petition for 2nd control Period as Annexure-I
2004 | C10-E/S to2Nos 5HP Agl, loads at Under | MAHABOOBNAGAR | 01.05.2011 | 0.0029869 | Submitted vide Distribution True-up petition for 2nd control Period as Annexure-I | Submitted vide Distribution True-up petition for 2nd control Period as Annexure-I
2005 | C10-Erecof1No 25KVADTR 5Nos Aglsrv Rach | MAHABOOBNAGAR | 22.05.2011 | 0.011595 | Submitted vide Distribution True-up petition for 2nd control Period as Annexure-I | Submitted vide Distribution True-up petition for 2nd control Period as Annexure-I
2006 | C10-Extofsuply2Nos25KVADTR SS-23 Kishan | MAHABOOBNAGAR | 19.04.2011 | 0.015422 | Submitted vide Distribution True-up petition for 2nd control Period as Annexure-I | Submitted vide Distribution True-up petition for 2nd control Period as Annexure-I
2007 | C10-Erec of 1No25KVADTR RWSwells Kotra | MAHABOOBNAGAR | 23.05.2011 | 0.0069548 | Submitted vide Distribution True-up petition for 2nd control Period as Annexure-I | Submitted vide Distribution True-up petition for 2nd control Period as Annexure-I
2008 | C10-e/s to1No 25KVADTR 5x5=25HP Kotra i | MAHABOOBNAGAR | 22.05.2011 | 0.0074768 | Submitted vide Distribution True-up petition for 2nd control Period as Annexure-I | Submitted vide Distribution True-up petition for 2nd control Period as Annexure-I
2009 | C10-E/sfor1No 100KVADTR 11NosSTCIwells | MAHABOOBNAGAR | 30.04.2011 | 0.021814 | Submitted vide Distribution True-up petition for 2nd control Period as Annexure-I | Submitted vide Distribution True-up petition for 2nd control Period as Annexure-I
2010 | C10-E/S to 4Nos 5HP Agl; loads under Ca | MAHABOOBNAGAR | 25.05.2011 | 0.0048963 | Submitted vide Distribution True-up petition for 2nd control Period as Annexure-I | Submitted vide Distribution True-up petition for 2nd control Period as Annexure-I
2011 | C10-E/sfor1x25KVADTR 25HPagload at Kotr | MAHABOOBNAGAR | 16.04.2011 | 0.0086188 | Submitted vide Distribution True-up petition for 2nd control Period as Annexure-I | Submitted vide Distribution True-up petition for 2nd control Period as Annexure-I
2012 | C10-E/sfor1x25KVADTR 25HPagload at Kotr | MAHABOOBNAGAR | 16.04.2011 | 0.01035 | Submitted vide Distribution True-up petition for 2nd control Period as Annexure-I | Submitted vide Distribution True-up petition for 2nd control Period as Annexure-I
2013 | C10-Erecof1No25KVADTR 5Nos5HPAglservice | MAHABOOBNAGAR | 30.04.2011 | 0.012656 | Submitted vide Distribution True-up petition for 2nd control Period as Annexure-I | Submitted vide Distribution True-up petition for 2nd control Period as Annexure-I
2014 | C10-Extof3x25KVADTR 5HP 75 HP Indlload | MAHABOOBNAGAR | 30.04.2011 | 0.02873 | Submitted vide Distribution True-up petition for 2nd control Period as Annexure-I | Submitted vide Distribution True-up petition for 2nd control Period as Annexure-I
2015 | C10-Extof2X25Kva dtr at Thimmonipally | MAHABOOBNAGAR | 26.03.2012 | 0.016269 | Submitted vide Distribution True-up petition for 2nd control Period as Annexure-I | Submitted vide Distribution True-up petition for 2nd control Period as Annexure-I
2016 | C10-E/s to 1No 1.0KW Domestic loads at | MAHABOOBNAGAR | 01.06.2011 | 0.0038449 | Submitted vide Distribution True-up petition for 2nd control Period as Annexure-I | Submitted vide Distribution True-up petition for 2nd control Period as Annexure-I
2017 | C10-E/s to 3Nos 5HP Agl, loads under Ca | MAHABOOBNAGAR | 19.04.2011 | 0.004948 | Submitted vide Distribution True-up petition for 2nd control Period as Annexure-I | Submitted vide Distribution True-up petition for 2nd control Period as Annexure-I
2018 | C10-E/S to 5Nos 5HP Agl,loads under Cat | MAHABOOBNAGAR | 01.11.2011 | 0.011508 | Submitted vide Distribution True-up petition for 2nd control Period as Annexure-I | Submitted vide Distribution True-up petition for 2nd control Period as Annexure-I
2019 | C10-E/s to 8Nos 5Hp agl loads under Cat | MAHABOOBNAGAR | 31.05.2011 | 0.0081382 | Submitted vide Distribution True-up petition for 2nd control Period as Annexure-I | Submitted vide Distribution True-up petition for 2nd control Period as Annexure-I
2020 | C10-E/S to 3Nos 5HP Agl, loads at Damar | MAHABOOBNAGAR | 18.05.2011 | 0.011264 | Submitted vide Distribution True-up petition for 2nd control Period as Annexure-I | Submitted vide Distribution True-up petition for 2nd control Period as Annexure-I
2021 | C10-48/8-9/SE/25KVA for3x5HPAglsat Jamp | MAHABOOBNAGAR | 13.08.2011 | 0.012049 | Submitted vide Distribution True-up petition for 2nd control Period as Annexure-I | Submitted vide Distribution True-up petition for 2nd control Period as Annexure-I
2022 | C10-49/8-9/SE/25KVA for4x5HPAglsat Jamp | MAHABOOBNAGAR | 14.08.2011 | 0.011535 | Submitted vide Distribution True-up petition for 2nd control Period as Annexure-I | Submitted vide Distribution True-up petition for 2nd control Period as Annexure-I
2023 | C10-E/s to 3Nos 5Hp agl loads under Cat | MAHABOOBNAGAR | 01.06.2011 | 0.0050419 | Submitted vide Distribution True-up petition for 2nd control Period as Annexure-I | Submitted vide Distribution True-up petition for 2nd control Period as Annexure-I
2024 | C10-56/8-9/SE/25KVA for5x5HPAglsat OBUL | MAHABOOBNAGAR | 13.08.2011 | 0.011267 | Submitted vide Distribution True-up petition for 2nd control Period as Annexure-I | Submitted vide Distribution True-up petition for 2nd control Period as Annexure-I
2025 | C10-92/8-9/SE/25KVA for4x5HPAgls at Boi | MAHABOOBNAGAR | 27.05.2011 | 0.01273 | Submitted vide Distribution True-up petition for 2nd control Period as Annexure-I | Submitted vide Distribution True-up petition for 2nd control Period as Annexure-I
2026 | C10-57/8-9/SE/25KVA for4x5HPAgls at B.T | MAHABOOBNAGAR | 27.05.2011 | 0.011228 | Submitted vide Distribution True-up petition for 2nd control Period as Annexure-I | Submitted vide Distribution True-up petition for 2nd control Period as Annexure-I
2027 | C10-5/09-10/25 KVA 4 No 5 HP at TTDoddy | MAHABOOBNAGAR | 26.05.2011 | 0.011854 | Submitted vide Distribution True-up petition for 2nd control Period as Annexure-I | Submitted vide Distribution True-up petition for 2nd control Period as Annexure-I
2028 | C10-01/09-10/25 KVA 3 No 5 HP at Repall | MAHABOOBNAGAR | 02.05.2011 | 0.010386 | Submitted vide Distribution True-up petition for 2nd control Period as Annexure-I | Submitted vide Distribution True-up petition for 2nd control Period as Annexure-I
2029 | C10-72/8-9/SE/25KVA for4x5HPAglsat Chin | MAHABOOBNAGAR | 02.02.2012 | 0.011147 | Submitted vide Distribution True-up petition for 2nd control Period as Annexure-I | Submitted vide Distribution True-up petition for 2nd control Period as Annexure-I
2030 | C10-E/s to 4Nos 5Hp agls under Cat-VA a | MAHABOOBNAGAR | 05.06.2011 | 0.0089293 | Submitted vide Distribution True-up petition for 2nd control Period as Annexure-I | Submitted vide Distribution True-up petition for 2nd control Period as Annexure-I
2031 | C10-E/s to 3Nos 5Hp agls under Cat-VA a | MAHABOOBNAGAR | 25.05.2011 | 0.0073603 | Submitted vide Distribution True-up petition for 2nd control Period as Annexure-I | Submitted vide Distribution True-up petition for 2nd control Period as Annexure-I
2032 | C10-E/s to 1No25 KVADTR on SS-I at Thip | MAHABOOBNAGAR | 23.04.2011 | 0.016843 | Submitted vide Distribution True-up petition for 2nd control Period as Annexure-I | Submitted vide Distribution True-up petition for 2nd control Period as Annexure-I
2033 | C10-E/s to 1No25 KVADTR on SS-Vat Thiru | MAHABOOBNAGAR | 23.04.2011 | 0.012063 | Submitted vide Distribution True-up petition for 2nd control Period as Annexure-I | Submitted vide Distribution True-up petition for 2nd control Period as Annexure-I
2034 | C10-Erec of 1No. 25KVA DTR 25HP Agl ser | MAHABOOBNAGAR | 13.05.2011 | 0.0084595 | Submitted vide Distribution True-up petition for 2nd control Period as Annexure-I | Submitted vide Distribution True-up petition for 2nd control Period as Annexure-I
2035 | C10-19/9-10/25KVADTR for 4X5HP Agl.at C | MAHABOOBNAGAR | 14.08.2011 | 0.012816 | Submitted vide Distribution True-up petition for 2nd control Period as Annexure-I | Submitted vide Distribution True-up petition for 2nd control Period as Annexure-I
2036 | C10-27/9-10/25KVA for 4No5Hp Agl,Guntip | MAHABOOBNAGAR | 02.05.2011 | 0.012368 | Submitted vide Distribution True-up petition for 2nd control Period as Annexure-I | Submitted vide Distribution True-up petition for 2nd control Period as Annexure-I
2037 | C10-45/9-10/25KVA for3No5Hp Agl,Guntipa | MAHABOOBNAGAR | 02.05.2011 | 0.011577 | Submitted vide Distribution True-up petition for 2nd control Period as Annexure-I | Submitted vide Distribution True-up petition for 2nd control Period as Annexure-I
2038 | C10-91/8-9/25KVA for 4Nos5Hp Agl,Kakula | MAHABOOBNAGAR | 02.05.2011 | 0.012089 | Submitted vide Distribution True-up petition for 2nd control Period as Annexure-I | Submitted vide Distribution True-up petition for 2nd control Period as Annexure-I
2039 | C10-55/8-9/25KVA for 4Nos5Hp Agl,Obulon | MAHABOOBNAGAR | 13.08.2011 | 0.011433 | Submitted vide Distribution True-up petition for 2nd control Period as Annexure-I | Submitted vide Distribution True-up petition for 2nd control Period as Annexure-I
2040 | C10-56/8-9/25KVA for 5Nos5Hp Agl,Obulon | MAHABOOBNAGAR | 13.08.2011 | 0.011905 | Submitted vide Distribution True-up petition for 2nd control Period as Annexure-I | Submitted vide Distribution True-up petition for 2nd control Period as Annexure-I
2041 | C10-8/9-10/100KVA for 10No5Hp Agl,Manga | MAHABOOBNAGAR | 01.05.2011 | 0.022547 | Submitted vide Distribution True-up petition for 2nd control Period as Annexure-I | Submitted vide Distribution True-up petition for 2nd control Period as Annexure-I
2042 | C10-E/S to 4Nos 5HP Agl, loads at Nidji | MAHABOOBNAGAR | 11.06.2011 | 0.014774 | Submitted vide Distribution True-up petition for 2nd control Period as Annexure-I | Submitted vide Distribution True-up petition for 2nd control Period as Annexure-I
2043 | C10-E/S to 3Nos 5HP Agl, loads at Balab | MAHABOOBNAGAR | 18.04.2011 | 0.0092318 | Submitted vide Distribution True-up petition for 2nd control Period as Annexure-I | Submitted vide Distribution True-up petition for 2nd control Period as Annexure-I
2044 | C10-E/S to 4os 5HP Agl, loads at Damagn | MAHABOOBNAGAR | 18.04.2011 | 0.014613 | Submitted vide Distribution True-up petition for 2nd control Period as Annexure-I | Submitted vide Distribution True-up petition for 2nd control Period as Annexure-I
2045 | C10-6/9-10/25KVA for 4No 5HP Agl,Yersan | MAHABOOBNAGAR | 02.02.2012 | 0.014535 | Submitted vide Distribution True-up petition for 2nd control Period as Annexure-I | Submitted vide Distribution True-up petition for 2nd control Period as Annexure-I
2046 | C10-E/s to 1no. 5HP agl. load under Cat | MAHABOOBNAGAR | 17.04.2011 | 0.00134 | Submitted vide Distribution True-up petition for 2nd control Period as Annexure-I | Submitted vide Distribution True-up petition for 2nd control Period as Annexure-I
2047 | C10-60/8-9/25KVA for 4No 5HP Agl,Maddel | MAHABOOBNAGAR | 01.05.2011 | 0.012356 | Submitted vide Distribution True-up petition for 2nd control Period as Annexure-I | Submitted vide Distribution True-up petition for 2nd control Period as Annexure-I
2048 | C10-9/9-10/25KVA for 4No 5HP Agl,Chinta | MAHABOOBNAGAR | 27.05.2011 | 0.012771 | Submitted vide Distribution True-up petition for 2nd control Period as Annexure-I | Submitted vide Distribution True-up petition for 2nd control Period as Annexure-I
2049 | C10-11/9-10/25KVA for 4No5Hp Agl,Chinta | MAHABOOBNAGAR | 27.05.2011 | 0.0084349 | Submitted vide Distribution True-up petition for 2nd control Period as Annexure-I | Submitted vide Distribution True-up petition for 2nd control Period as Annexure-I
2050 | C10-E/sto1No 5HP Agload at Ravulapally | MAHABOOBNAGAR | 20.07.2011 | 0.000198 | Submitted vide Distribution True-up petition for 2nd control Period as Annexure-I | Submitted vide Distribution True-up petition for 2nd control Period as Annexure-I
2051 | C10-3/9-10/25KVA for 4No 5HP Agl,Neelah | MAHABOOBNAGAR | 14.08.2011 | 0.0096989 | Submitted vide Distribution True-up petition for 2nd control Period as Annexure-I | Submitted vide Distribution True-up petition for 2nd control Period as Annexure-I
2052 | C10-4/9-10/25KVA for 4No 5HP Agl,Neelah | MAHABOOBNAGAR | 14.08.2011 | 0.0093755 | Submitted vide Distribution True-up petition for 2nd control Period as Annexure-I | Submitted vide Distribution True-up petition for 2nd control Period as Annexure-I
2053 | C10-31/7-8/63KVA for 7No.s 5HP Agls at | MAHABOOBNAGAR | 02.02.2012 | 0.019181 | Submitted vide Distribution True-up petition for 2nd control Period as Annexure-I | Submitted vide Distribution True-up petition for 2nd control Period as Annexure-I
2054 | C10-26/9-10/25KVA for 4No 5HP Agl,Gattu | MAHABOOBNAGAR | 02.02.2012 | 0.013367 | Submitted vide Distribution True-up petition for 2nd control Period as Annexure-I | Submitted vide Distribution True-up petition for 2nd control Period as Annexure-I
2055 | C10-E/S to3nos5HPAgl loadsatKUSUMURTHY | MAHABOOBNAGAR | 04.05.2011 | 0.0094068 | Submitted vide Distribution True-up petition for 2nd control Period as Annexure-I | Submitted vide Distribution True-up petition for 2nd control Period as Annexure-I
2056 | C10-Extan of Suppl to 4Nos 5HP Aglload | MAHABOOBNAGAR | 19.04.2011 | 0.0027865 | Submitted vide Distribution True-up petition for 2nd control Period as Annexure-I | Submitted vide Distribution True-up petition for 2nd control Period as Annexure-I
2057 | C10-86/8-9/25 KVA 4 No 5 HPAgls at Dhar | MAHABOOBNAGAR | 14.08.2011 | 0.0094688 | Submitted vide Distribution True-up petition for 2nd control Period as Annexure-I | Submitted vide Distribution True-up petition for 2nd control Period as Annexure-I
2058 | C10-E/s to 2no. 5HP agl. loads at Katra | MAHABOOBNAGAR | 19.04.2011 | 0.0023515 | Submitted vide Distribution True-up petition for 2nd control Period as Annexure-I | Submitted vide Distribution True-up petition for 2nd control Period as Annexure-I
2059 | C10-E/S to 4Nos 5HP Agl, loads at Allik | MAHABOOBNAGAR | 08.06.2011 | 0.0049602 | Submitted vide Distribution True-up petition for 2nd control Period as Annexure-I | Submitted vide Distribution True-up petition for 2nd control Period as Annexure-I
2060 | C10-25/8-9/25KVA for 4No 5HP Agl, Alwal | MAHABOOBNAGAR | 14.08.2011 | 0.010121 | Submitted vide Distribution True-up petition for 2nd control Period as Annexure-I | Submitted vide Distribution True-up petition for 2nd control Period as Annexure-I
2061 | C10-51/9-10/25KVA for 4No5HP Agl,maddel | MAHABOOBNAGAR | 10.06.2011 | 0.010919 | Submitted vide Distribution True-up petition for 2nd control Period as Annexure-I | Submitted vide Distribution True-up petition for 2nd control Period as Annexure-I
2062 | C10-5Nos 5HP Agl, loads at Bojyaniak th | MAHABOOBNAGAR | 30.08.2011 | 0.0069393 | Submitted vide Distribution True-up petition for 2nd control Period as Annexure-I | Submitted vide Distribution True-up petition for 2nd control Period as Annexure-I
2063 | C10-E/S to 4Nos 5HP Agl, loads at Lodhi | MAHABOOBNAGAR | 18.04.2011 | 0.018073 | Submitted vide Distribution True-up petition for 2nd control Period as Annexure-I | Submitted vide Distribution True-up petition for 2nd control Period as Annexure-I
2064 | C10-E/s to 1No.25KVADTR 4Nos 20HP Agl a | MAHABOOBNAGAR | 14.04.2011 | 0.0089429 | Submitted vide Distribution True-up petition for 2nd control Period as Annexure-I | Submitted vide Distribution True-up petition for 2nd control Period as Annexure-I
2065 | C10-E/S to 4Nos 5HP Agl, loads at Hussa | MAHABOOBNAGAR | 19.09.2011 | 0.0097144 | Submitted vide Distribution True-up petition for 2nd control Period as Annexure-I | Submitted vide Distribution True-up petition for 2nd control Period as Annexure-I
2066 | C10-E/s to 1No 25KV ADTR 15HP AGL at Al | MAHABOOBNAGAR | 23.02.2012 | 0.0091796 | Submitted vide Distribution True-up petition for 2nd control Period as Annexure-I | Submitted vide Distribution True-up petition for 2nd control Period as Annexure-I
2067 | C10-E/S to 5Nos 5HP Agl, loads at Kolpu | MAHABOOBNAGAR | 31.05.2011 | 0.010174 | Submitted vide Distribution True-up petition for 2nd control Period as Annexure-I | Submitted vide Distribution True-up petition for 2nd control Period as Annexure-I
2068 | C10-E/s1No 25KVA DTR 25HP Agl service a | MAHABOOBNAGAR | 28.04.2011 | 0.014274 | Submitted vide Distribution True-up petition for 2nd control Period as Annexure-I | Submitted vide Distribution True-up petition for 2nd control Period as Annexure-I
2069 | C10-E/s1No 25KVA DTR 5Nos 25HP Agl Shan | MAHABOOBNAGAR | 23.04.2011 | 0.015715 | Submitted vide Distribution True-up petition for 2nd control Period as Annexure-I | Submitted vide Distribution True-up petition for 2nd control Period as Annexure-I
2070 | C10-E/s1No 25KVA DTR 3Nos15HP AGL servi | MAHABOOBNAGAR | 24.02.2012 | 0.01191 | Submitted vide Distribution True-up petition for 2nd control Period as Annexure-I | Submitted vide Distribution True-up petition for 2nd control Period as Annexure-I
2071 | C10-51/8-9/25KVA for 5No 5HP Agl,Maldak | MAHABOOBNAGAR | 01.05.2011 | 0.0093331 | Submitted vide Distribution True-up petition for 2nd control Period as Annexure-I | Submitted vide Distribution True-up petition for 2nd control Period as Annexure-I
2072 | C10-E/s1No 25KVA DTR 3Nos 5HP Agl servi | MAHABOOBNAGAR | 23.05.2011 | 0.01175 | Submitted vide Distribution True-up petition for 2nd control Period as Annexure-I | Submitted vide Distribution True-up petition for 2nd control Period as Annexure-I
2073 | C10-48/9-10/25KVA for 3No5Hp Agl,Setty | MAHABOOBNAGAR | 25.05.2011 | 0.0105 | Submitted vide Distribution True-up petition for 2nd control Period as Annexure-I | Submitted vide Distribution True-up petition for 2nd control Period as Annexure-I
2074 | C10-25/8-9/SE/25KVA for4x5HP Agls at Al | MAHABOOBNAGAR | 14.08.2011 | 0.0082708 | Submitted vide Distribution True-up petition for 2nd control Period as Annexure-I | Submitted vide Distribution True-up petition for 2nd control Period as Annexure-I
2075 | C10-E/sto1no5HPaglloads at Deverfasalwa | MAHABOOBNAGAR | 05.05.2011 | 0.0014184 | Submitted vide Distribution True-up petition for 2nd control Period as Annexure-I | Submitted vide Distribution True-up petition for 2nd control Period as Annexure-I
2076 | C10-56/9-10/25KVA for 4No 5HP Agl,Eklas | MAHABOOBNAGAR | 27.05.2011 | 0.012554 | Submitted vide Distribution True-up petition for 2nd control Period as Annexure-I | Submitted vide Distribution True-up petition for 2nd control Period as Annexure-I
2077 | C10-E/s to 1No 25KVADTR 3Nos 15HP AGL G | MAHABOOBNAGAR | 30.04.2011 | 0.012819 | Submitted vide Distribution True-up petition for 2nd control Period as Annexure-I | Submitted vide Distribution True-up petition for 2nd control Period as Annexure-I
2078 | C10-54/9-10/25KVA for 4No 5HP Agl, Chin | MAHABOOBNAGAR | 02.02.2012 | 0.011961 | Submitted vide Distribution True-up petition for 2nd control Period as Annexure-I | Submitted vide Distribution True-up petition for 2nd control Period as Annexure-I
2079 | C10-E/S to 3Nos 5HP Agl, loads at Surai | MAHABOOBNAGAR | 31.01.2012 | 0.013153 | Submitted vide Distribution True-up petition for 2nd control Period as Annexure-I | Submitted vide Distribution True-up petition for 2nd control Period as Annexure-I
2080 | C10-E/s to 2no. 5HP agl. loads at Dasar | MAHABOOBNAGAR | 17.04.2011 | 0.002778 | Submitted vide Distribution True-up petition for 2nd control Period as Annexure-I | Submitted vide Distribution True-up petition for 2nd control Period as Annexure-I
2081 | C10-E/s to 1no.25 KVA DTR 5Nos 25 HP AG | MAHABOOBNAGAR | 04.05.2011 | 0.0090008 | Submitted vide Distribution True-up petition for 2nd control Period as Annexure-I | Submitted vide Distribution True-up petition for 2nd control Period as Annexure-I
2082 | C10-E/S to 4Nos 5HP Agl, loads at Nidji | MAHABOOBNAGAR | 09.06.2011 | 0.015385 | Submitted vide Distribution True-up petition for 2nd control Period as Annexure-I | Submitted vide Distribution True-up petition for 2nd control Period as Annexure-I
2083 | C10-E/S to 4Nos 5HP Agl, loads at Nidji | MAHABOOBNAGAR | 09.06.2011 | 0.012541 | Submitted vide Distribution True-up petition for 2nd control Period as Annexure-I | Submitted vide Distribution True-up petition for 2nd control Period as Annexure-I
2084 | C10-55/9-10/2X25KVA for 7No 5Hp Agl, Pa | MAHABOOBNAGAR | 02.05.2011 | 0.013529 | Submitted vide Distribution True-up petition for 2nd control Period as Annexure-I | Submitted vide Distribution True-up petition for 2nd control Period as Annexure-I
2085 | C10-E/s to 13Nos 5Hp agl loads under Ca | MAHABOOBNAGAR | 05.05.2011 | 0.024677 | Submitted vide Distribution True-up petition for 2nd control Period as Annexure-I | Submitted vide Distribution True-up petition for 2nd control Period as Annexure-I
2086 | C10-E/s to 2Nos 5HP each AGL load at Ka | MAHABOOBNAGAR | 20.07.2011 | 0.0012005 | Submitted vide Distribution True-up petition for 2nd control Period as Annexure-I | Submitted vide Distribution True-up petition for 2nd control Period as Annexure-I
2087 | C10-E/s to 2x25 KVA DTR 7Nos 35 HP AGL | MAHABOOBNAGAR | 19.04.2011 | 0.021074 | Submitted vide Distribution True-up petition for 2nd control Period as Annexure-I | Submitted vide Distribution True-up petition for 2nd control Period as Annexure-I
2088 | C10-59/9-10/25KVA for 3No 5HP Agl,Bingi | MAHABOOBNAGAR | 27.05.2011 | 0.0097297 | Submitted vide Distribution True-up petition for 2nd control Period as Annexure-I | Submitted vide Distribution True-up petition for 2nd control Period as Annexure-I
2089 | C10-50/8-9/SE/25KVA for4x5HP Agls at Ma | MAHABOOBNAGAR | 01.05.2011 | 0.0096736 | Submitted vide Distribution True-up petition for 2nd control Period as Annexure-I | Submitted vide Distribution True-up petition for 2nd control Period as Annexure-I
2090 | C10-E/s to 7Nos 5Hp each Agriculture lo | MAHABOOBNAGAR | 27.04.2011 | 0.0083768 | Submitted vide Distribution True-up petition for 2nd control Period as Annexure-I | Submitted vide Distribution True-up petition for 2nd control Period as Annexure-I
2091 | C10-E/s to 1No 25KVADTR 5Nos 25HP AGL R | MAHABOOBNAGAR | 21.04.2011 | 0.014589 | Submitted vide Distribution True-up petition for 2nd control Period as Annexure-I | Submitted vide Distribution True-up petition for 2nd control Period as Annexure-I
2092 | C10-3Nos 5HP Agl,loadsChennareddypally | MAHABOOBNAGAR | 04.11.2011 | 0.0093806 | Submitted vide Distribution True-up petition for 2nd control Period as Annexure-I | Submitted vide Distribution True-up petition for 2nd control Period as Annexure-I
2093 | C10-5Nos 5HP Agl,loads\Kothalagadda | MAHABOOBNAGAR | 10.11.2011 | 0.0044513 | Submitted vide Distribution True-up petition for 2nd control Period as Annexure-I | Submitted vide Distribution True-up petition for 2nd control Period as Annexure-I
2094 | C10-7Nos 5HP Agl,loadsChennareddypally | MAHABOOBNAGAR | 24.12.2011 | 0.011347 | Submitted vide Distribution True-up petition for 2nd control Period as Annexure-I | Submitted vide Distribution True-up petition for 2nd control Period as Annexure-I
2095 | C10-E/Sto7Nos5HP Agl, loads at Sarjakha | MAHABOOBNAGAR | 05.06.2011 | 0.026729 | Submitted vide Distribution True-up petition for 2nd control Period as Annexure-I | Submitted vide Distribution True-up petition for 2nd control Period as Annexure-I
2096 | C10-E/S to 7Nos 5HP Agl, loads at Bijja | MAHABOOBNAGAR | 18.04.2011 | 0.022382 | Submitted vide Distribution True-up petition for 2nd control Period as Annexure-I | Submitted vide Distribution True-up petition for 2nd control Period as Annexure-I
2097 | C10-E/s to 3x25KVADTR 11Nos 55HP AGL Ga | MAHABOOBNAGAR | 21.06.2011 | 0.035144 | Submitted vide Distribution True-up petition for 2nd control Period as Annexure-I | Submitted vide Distribution True-up petition for 2nd control Period as Annexure-I
2098 | C10-E/S to 5Nos 5HP Agl, loads at Husna | MAHABOOBNAGAR | 14.07.2011 | 0.014547 | Submitted vide Distribution True-up petition for 2nd control Period as Annexure-I | Submitted vide Distribution True-up petition for 2nd control Period as Annexure-I
2099 | C10-E/S to 5Nos 5HP Agl, loads at Polep | MAHABOOBNAGAR | 05.08.2011 | 0.0082186 | Submitted vide Distribution True-up petition for 2nd control Period as Annexure-I | Submitted vide Distribution True-up petition for 2nd control Period as Annexure-I
2100 | C10-10/9-10/25KVA for 4No 5HPAgl, Tumma | MAHABOOBNAGAR | 16.02.2012 | 0.0084406 | Submitted vide Distribution True-up petition for 2nd control Period as Annexure-I | Submitted vide Distribution True-up petition for 2nd control Period as Annexure-I
2101 | C10-E/Sto5Nos5HPAglloadsatUragattu than | MAHABOOBNAGAR | 25.03.2012 | 0.014882 | Submitted vide Distribution True-up petition for 2nd control Period as Annexure-I | Submitted vide Distribution True-up petition for 2nd control Period as Annexure-I
2102 | C10-68/8-9/25KVA for 4No 5HPAgl, Patha | MAHABOOBNAGAR | 13.08.2011 | 0.011739 | Submitted vide Distribution True-up petition for 2nd control Period as Annexure-I | Submitted vide Distribution True-up petition for 2nd control Period as Annexure-I
2103 | C10-33/9-10/25KVA for4No5Hp Agl,Shesham | MAHABOOBNAGAR | 10.06.2011 | 0.012779 | Submitted vide Distribution True-up petition for 2nd control Period as Annexure-I | Submitted vide Distribution True-up petition for 2nd control Period as Annexure-I
2104 | C10-52/9-10/25 KVA for 4No.s 5HP Agl.a | MAHABOOBNAGAR | 02.02.2012 | 0.015895 | Submitted vide Distribution True-up petition for 2nd control Period as Annexure-I | Submitted vide Distribution True-up petition for 2nd control Period as Annexure-I
2105 | C10-E/Sto7Nos5HPAgl,loads at Khajahmadp | MAHABOOBNAGAR | 05.08.2011 | 0.019253 | Submitted vide Distribution True-up petition for 2nd control Period as Annexure-I | Submitted vide Distribution True-up petition for 2nd control Period as Annexure-I
2106 | C10-E/s to 1No. 5HP each AGL load at Bh | MAHABOOBNAGAR | 14.04.2011 | 0.0011792 | Submitted vide Distribution True-up petition for 2nd control Period as Annexure-I | Submitted vide Distribution True-up petition for 2nd control Period as Annexure-I
2107 | C10-23/8-9/SE/25KVA for4x5HP Agls at Ry | MAHABOOBNAGAR | 13.08.2011 | 0.011795 | Submitted vide Distribution True-up petition for 2nd control Period as Annexure-I | Submitted vide Distribution True-up petition for 2nd control Period as Annexure-I
2108 | C10-E/S to 4Nos 5HP Agl, loads at Damag | MAHABOOBNAGAR | 27.08.2011 | 0.011158 | Submitted vide Distribution True-up petition for 2nd control Period as Annexure-I | Submitted vide Distribution True-up petition for 2nd control Period as Annexure-I
2109 | C10-E/s to 1No. 5HP each AGL load at Pe | MAHABOOBNAGAR | 01.05.2011 | 0.001587 | Submitted vide Distribution True-up petition for 2nd control Period as Annexure-I | Submitted vide Distribution True-up petition for 2nd control Period as Annexure-I
2110 | C10-85/8-9/25KVA for 4No 5HPAgls at Ko | MAHABOOBNAGAR | 14.08.2011 | 0.011738 | Submitted vide Distribution True-up petition for 2nd control Period as Annexure-I | Submitted vide Distribution True-up petition for 2nd control Period as Annexure-I
2111 | C10-63/9-10/25KVA for 4No 5HP Chintalku | MAHABOOBNAGAR | 02.02.2012 | 0.014267 | Submitted vide Distribution True-up petition for 2nd control Period as Annexure-I | Submitted vide Distribution True-up petition for 2nd control Period as Annexure-I
2112 | C10-E/S to 4Nos 5HP Agl, Chennareddypal | MAHABOOBNAGAR | 26.07.2011 | 0.013664 | Submitted vide Distribution True-up petition for 2nd control Period as Annexure-I | Submitted vide Distribution True-up petition for 2nd control Period as Annexure-I
2113 | C10-E/sto1No.25 KVA DTR 3Nos 15HPAgl Sr | MAHABOOBNAGAR | 30.04.2011 | 0.0084502 | Submitted vide Distribution True-up petition for 2nd control Period as Annexure-I | Submitted vide Distribution True-up petition for 2nd control Period as Annexure-I
2114 | C10-58/8-9/SE/25KVA for4x5HPAgls at Bin | MAHABOOBNAGAR | 27.05.2011 | 0.013261 | Submitted vide Distribution True-up petition for 2nd control Period as Annexure-I | Submitted vide Distribution True-up petition for 2nd control Period as Annexure-I
2115 | C10-E/s to 2x25 KVA DTR 10Nos 50HP AGL | MAHABOOBNAGAR | 21.04.2011 | 0.026567 | Submitted vide Distribution True-up petition for 2nd control Period as Annexure-I | Submitted vide Distribution True-up petition for 2nd control Period as Annexure-I
2116 | C10-E/s to 2x25 KVA DTR 7Nos 35HP Agl S | MAHABOOBNAGAR | 07.09.2011 | 0.019136 | Submitted vide Distribution True-up petition for 2nd control Period as Annexure-I | Submitted vide Distribution True-up petition for 2nd control Period as Annexure-I
2117 | C10-E/S to 5Nos 5HP Agl, loads at Salon | MAHABOOBNAGAR | 10.09.2011 | 0.013973 | Submitted vide Distribution True-up petition for 2nd control Period as Annexure-I | Submitted vide Distribution True-up petition for 2nd control Period as Annexure-I
2118 | C10-E/S to 5Nos 5HP Agl, loads at Pedri | MAHABOOBNAGAR | 29.10.2011 | 0.0094479 | Submitted vide Distribution True-up petition for 2nd control Period as Annexure-I | Submitted vide Distribution True-up petition for 2nd control Period as Annexure-I
2119 | C10-E/s to 1No.25KVA DTR 4Nos 20HP AGl | MAHABOOBNAGAR | 04.05.2011 | 0.011632 | Submitted vide Distribution True-up petition for 2nd control Period as Annexure-I | Submitted vide Distribution True-up petition for 2nd control Period as Annexure-I
2120 | C10-E/s to 3Nos 5Hp agl loads KARNI | MAHABOOBNAGAR | 19.04.2011 | 0.011767 | Submitted vide Distribution True-up petition for 2nd control Period as Annexure-I | Submitted vide Distribution True-up petition for 2nd control Period as Annexure-I
2121 | C10-E/S to 4Nos 5HP Agl, loads at Mirja | MAHABOOBNAGAR | 07.05.2011 | 0.011657 | Submitted vide Distribution True-up petition for 2nd control Period as Annexure-I | Submitted vide Distribution True-up petition for 2nd control Period as Annexure-I
2122 | C10-E/s to 2x25 KVA DTR 7Nos 35HP AGL a | MAHABOOBNAGAR | 30.04.2011 | 0.026236 | Submitted vide Distribution True-up petition for 2nd control Period as Annexure-I | Submitted vide Distribution True-up petition for 2nd control Period as Annexure-I
2123 | C13-E/s to 8Nos 5Hp agls at Balabadraip | MAHABOOBNAGAR | 24.04.2011 | 0.019769 | Submitted vide Distribution True-up petition for 2nd control Period as Annexure-I | Submitted vide Distribution True-up petition for 2nd control Period as Annexure-I
2124 | C13-E/S to 8Nos 5HP Agl loads under Cat | MAHABOOBNAGAR | 01.05.2011 | 0.015478 | Submitted vide Distribution True-up petition for 2nd control Period as Annexure-I | Submitted vide Distribution True-up petition for 2nd control Period as Annexure-I
2125 | C13-E/s to 5Nos 5Hp Agriculture loads u | MAHABOOBNAGAR | 19.04.2011 | 0.010805 | Submitted vide Distribution True-up petition for 2nd control Period as Annexure-I | Submitted vide Distribution True-up petition for 2nd control Period as Annexure-I
2126 | C13-E/s to 5Nos 5Hp Agriculture loads u | MAHABOOBNAGAR | 28.04.2011 | 0.0088902 | Submitted vide Distribution True-up petition for 2nd control Period as Annexure-I | Submitted vide Distribution True-up petition for 2nd control Period as Annexure-I
2127 | C13-E/S to 6Nos 5HP Agl, loads under Ca | MAHABOOBNAGAR | 31.05.2011 | 0.0036748 | Submitted vide Distribution True-up petition for 2nd control Period as Annexure-I | Submitted vide Distribution True-up petition for 2nd control Period as Annexure-I
2128 | C13-E/S to 10Nos 5HP Agl, loads under C | MAHABOOBNAGAR | 24.04.2011 | 0.02038 | Submitted vide Distribution True-up petition for 2nd control Period as Annexure-I | Submitted vide Distribution True-up petition for 2nd control Period as Annexure-I
2129 | C13-E/s to 1No 5HP Agl, load under Cat- | MAHABOOBNAGAR | 27.04.2011 | 0.0019337 | Submitted vide Distribution True-up petition for 2nd control Period as Annexure-I | Submitted vide Distribution True-up petition for 2nd control Period as Annexure-I
2130 | C13-E/S to 1No 5HP Agl, load to SCCI we | MAHABOOBNAGAR | 22.03.2012 | 0.0029277 | Submitted vide Distribution True-up petition for 2nd control Period as Annexure-I | Submitted vide Distribution True-up petition for 2nd control Period as Annexure-I
2131 | C13-E/S to 4Nos 5HP Agl, loads at Pothi | MAHABOOBNAGAR | 25.07.2011 | 0.010248 | Submitted vide Distribution True-up petition for 2nd control Period as Annexure-I | Submitted vide Distribution True-up petition for 2nd control Period as Annexure-I
2132 | C13-E/S to 4Nos 5HP Aglriculture loads | MAHABOOBNAGAR | 22.03.2012 | 0.013633 | Submitted vide Distribution True-up petition for 2nd control Period as Annexure-I | Submitted vide Distribution True-up petition for 2nd control Period as Annexure-I
2133 | C13-E/S to 7Nos 5HP Agl, loads at Balab | MAHABOOBNAGAR | 16.07.2011 | 0.026534 | Submitted vide Distribution True-up petition for 2nd control Period as Annexure-I | Submitted vide Distribution True-up petition for 2nd control Period as Annexure-I
2134 | C13-E/S to 4Nos 5HP Aglriculture loads | MAHABOOBNAGAR | 29.03.2012 | 0.01028 | Submitted vide Distribution True-up petition for 2nd control Period as Annexure-I | Submitted vide Distribution True-up petition for 2nd control Period as Annexure-I
2135 | C13-E/S to 4Nos 5HP Aglriculture loads | MAHABOOBNAGAR | 21.03.2012 | 0.011063 | Submitted vide Distribution True-up petition for 2nd control Period as Annexure-I | Submitted vide Distribution True-up petition for 2nd control Period as Annexure-I
2136 | C13-E/S to 5Nos 5HP Agl, loads at Bapan | MAHABOOBNAGAR | 24.03.2012 | 0.015598 | Submitted vide Distribution True-up petition for 2nd control Period as Annexure-I | Submitted vide Distribution True-up petition for 2nd control Period as Annexure-I
2137 | C13-E/S to 5Nos 5HP Agl, loads at Bapan | MAHABOOBNAGAR | 29.04.2011 | 0.015727 | Submitted vide Distribution True-up petition for 2nd control Period as Annexure-I | Submitted vide Distribution True-up petition for 2nd control Period as Annexure-I
2138 | C13-E/s to 3Nos 5HP Agl, loads under Ca | MAHABOOBNAGAR | 02.06.2011 | 0.0029868 | Submitted vide Distribution True-up petition for 2nd control Period as Annexure-I | Submitted vide Distribution True-up petition for 2nd control Period as Annexure-I
2139 | C13-E/S to 4Nos 5HP Agl, loads at Kommu | MAHABOOBNAGAR | 03.01.2012 | 0.010119 | Submitted vide Distribution True-up petition for 2nd control Period as Annexure-I | Submitted vide Distribution True-up petition for 2nd control Period as Annexure-I
2140 | C13-E/S to 5Nos 5HP Agl, loads at Reniv | MAHABOOBNAGAR | 31.10.2011 | 0.0022297 | Submitted vide Distribution True-up petition for 2nd control Period as Annexure-I | Submitted vide Distribution True-up petition for 2nd control Period as Annexure-I
2141 | C13-E/s to2no. 5HP agl.at Dandu,v.Makth | MAHABOOBNAGAR | 17.04.2011 | 0.0026039 | Submitted vide Distribution True-up petition for 2nd control Period as Annexure-I | Submitted vide Distribution True-up petition for 2nd control Period as Annexure-I
2142 | C10-Ext of Supl1No 25KW N/D load at Gun | MAHABOOBNAGAR | 25.04.2011 | 0.0080661 | Submitted vide Distribution True-up petition for 2nd control Period as Annexure-I | Submitted vide Distribution True-up petition for 2nd control Period as Annexure-I
2143 | C13-43/07-08 DE/1KW ND l'd to Course Di | MAHABOOBNAGAR | 25.05.2011 | 0.0015731 | Submitted vide Distribution True-up petition for 2nd control Period as Annexure-I | Submitted vide Distribution True-up petition for 2nd control Period as Annexure-I
2144 | C13-18/8-09/SE/10kW ND load to SDE(Grup | MAHABOOBNAGAR | 27.05.2011 | 0.0075986 | Submitted vide Distribution True-up petition for 2nd control Period as Annexure-I | Submitted vide Distribution True-up petition for 2nd control Period as Annexure-I
2145 | C13-E/s to 15KW N/D load to M/s md Sult | MAHABOOBNAGAR | 12.09.2011 | 0.0070556 | Submitted vide Distribution True-up petition for 2nd control Period as Annexure-I | Submitted vide Distribution True-up petition for 2nd control Period as Annexure-I
2146 | C13-5 KW ND load to SHO Rajoli PS Wadde | MAHABOOBNAGAR | 04.04.2011 | 0.0025234 | Submitted vide Distribution True-up petition for 2nd control Period as Annexure-I | Submitted vide Distribution True-up petition for 2nd control Period as Annexure-I
2147 | C13-22/8-9/CGM/42 DOM,6 HIG,32 MIG-2&4 | MAHABOOBNAGAR | 27.05.2011 | 0.061633 | Submitted vide Distribution True-up petition for 2nd control Period as Annexure-I | Submitted vide Distribution True-up petition for 2nd control Period as Annexure-I
2148 | C13-E/S to 10KW N/D load to BSNL at Dam | MAHABOOBNAGAR | 31.03.2012 | 0.0099295 | Submitted vide Distribution True-up petition for 2nd control Period as Annexure-I | Submitted vide Distribution True-up petition for 2nd control Period as Annexure-I
2149 | C13-16/8-9/DE/ 20HP IL to Raja SaMil at | MAHABOOBNAGAR | 04.04.2011 | 0.0062072 | Submitted vide Distribution True-up petition for 2nd control Period as Annexure-I | Submitted vide Distribution True-up petition for 2nd control Period as Annexure-I
2150 | C13-E/s to 5KW N/D load to BSNL Sy No 5 | MAHABOOBNAGAR | 17.06.2011 | 0.0082596 | Submitted vide Distribution True-up petition for 2nd control Period as Annexure-I | Submitted vide Distribution True-up petition for 2nd control Period as Annexure-I
2151 | C13-E/S to 1No 4HP Industrial load to S | MAHABOOBNAGAR | 21.04.2011 | 0.0018966 | Submitted vide Distribution True-up petition for 2nd control Period as Annexure-I | Submitted vide Distribution True-up petition for 2nd control Period as Annexure-I
2152 | C13-E/S to 10KW N/D to Telephone Exchag | MAHABOOBNAGAR | 23.05.2011 | 0.0083266 | Submitted vide Distribution True-up petition for 2nd control Period as Annexure-I | Submitted vide Distribution True-up petition for 2nd control Period as Annexure-I
2153 | C13-E/S to 20KW N/D load to Milk Chilli | MAHABOOBNAGAR | 20.06.2011 | 0.022355 | Submitted vide Distribution True-up petition for 2nd control Period as Annexure-I | Submitted vide Distribution True-up petition for 2nd control Period as Annexure-I
2154 | C13-E/S to 10KW N/D to Tata tele servic | MAHABOOBNAGAR | 17.03.2012 | 0.0016146 | Submitted vide Distribution True-up petition for 2nd control Period as Annexure-I | Submitted vide Distribution True-up petition for 2nd control Period as Annexure-I
2155 | C13-E/S to 1No 5HP Bore well at Surpach | MAHABOOBNAGAR | 27.11.2012 | 0.014303 | Submitted vide Distribution True-up petition for 2nd control Period as Annexure-I | Submitted vide Distribution True-up petition for 2nd control Period as Annexure-I
2156 | C13-E/S to 1No 5HP Bore well at Surpach | MAHABOOBNAGAR | 19.09.2011 | 0.01635 | Submitted vide Distribution True-up petition for 2nd control Period as Annexure-I | Submitted vide Distribution True-up petition for 2nd control Period as Annexure-I
2157 | C13-E/S to 3Nos 2KW each General purpos | MAHABOOBNAGAR | 08.02.2012 | 0.0050282 | Submitted vide Distribution True-up petition for 2nd control Period as Annexure-I | Submitted vide Distribution True-up petition for 2nd control Period as Annexure-I
2158 | C13-2/9-10/5KW Dom. load to G.M.setty | MAHABOOBNAGAR | 24.04.2011 | 0.00014406 | Submitted vide Distribution True-up petition for 2nd control Period as Annexure-I | Submitted vide Distribution True-up petition for 2nd control Period as Annexure-I
2159 | C13-E/S.to 1 No. 15 HP Ind load Cat-III | MAHABOOBNAGAR | 16.04.2011 | 0.0061573 | Submitted vide Distribution True-up petition for 2nd control Period as Annexure-I | Submitted vide Distribution True-up petition for 2nd control Period as Annexure-I
2160 | C13-1/9-10/5HPAgl load toP.KrishnaMurth | MAHABOOBNAGAR | 02.05.2011 | 0.0019287 | Submitted vide Distribution True-up petition for 2nd control Period as Annexure-I | Submitted vide Distribution True-up petition for 2nd control Period as Annexure-I
2161 | C13-E/S to 1No 1.0KW to Anjaneyaswamy t | MAHABOOBNAGAR | 03.06.2011 | 0.0046446 | Submitted vide Distribution True-up petition for 2nd control Period as Annexure-I | Submitted vide Distribution True-up petition for 2nd control Period as Annexure-I
2162 | C13-E/s to 1No 10KW N/D Addl load to IN | MAHABOOBNAGAR | 05.06.2011 | 0.00071516 | Submitted vide Distribution True-up petition for 2nd control Period as Annexure-I | Submitted vide Distribution True-up petition for 2nd control Period as Annexure-I
2163 | C14-ExtofHTSupplytoM/sGMRJDCLExprs,Raik | MAHABOOBNAGAR | 16.05.2011 | 0.00046297 | Submitted vide Distribution True-up petition for 2nd control Period as Annexure-I | Submitted vide Distribution True-up petition for 2nd control Period as Annexure-I
2164 | C14-E/s to 1No 4HP Industrial load to s | MAHABOOBNAGAR | 01.06.2011 | 0.00020897 | Submitted vide Distribution True-up petition for 2nd control Period as Annexure-I | Submitted vide Distribution True-up petition for 2nd control Period as Annexure-I
2165 | C14-Ext of suply 1No 12KW load at Vang | MAHABOOBNAGAR | 03.03.2012 | 0.0035725 | Submitted vide Distribution True-up petition for 2nd control Period as Annexure-I | Submitted vide Distribution True-up petition for 2nd control Period as Annexure-I
2166 | C14-Ext of Suply to M/s Prasun cons&mix | MAHABOOBNAGAR | 25.05.2011 | 0.003733 | Submitted vide Distribution True-up petition for 2nd control Period as Annexure-I | Submitted vide Distribution True-up petition for 2nd control Period as Annexure-I
2167 | C14-Ext of suply to 1No.40HP Indl load | MAHABOOBNAGAR | 03.03.2012 | 0.012822 | Submitted vide Distribution True-up petition for 2nd control Period as Annexure-I | Submitted vide Distribution True-up petition for 2nd control Period as Annexure-I
2168 | C14-Ext of suply to 1No.15 KW N/D load | MAHABOOBNAGAR | 02.06.2011 | 0.0098357 | Submitted vide Distribution True-up petition for 2nd control Period as Annexure-I | Submitted vide Distribution True-up petition for 2nd control Period as Annexure-I
2169 | C14-E/s to 1No 56KW Non Domestic load t | MAHABOOBNAGAR | 13.05.2011 | 0.0039911 | Submitted vide Distribution True-up petition for 2nd control Period as Annexure-I | Submitted vide Distribution True-up petition for 2nd control Period as Annexure-I
2170 | C14-Ext of suply 1No. 74HP Indl load at | MAHABOOBNAGAR | 06.05.2011 | 0.024216 | Submitted vide Distribution True-up petition for 2nd control Period as Annexure-I | Submitted vide Distribution True-up petition for 2nd control Period as Annexure-I
2171 | C14-Ext of suply to 1No. 10KW N/D load | MAHABOOBNAGAR | 22.06.2011 | 0.0052205 | Submitted vide Distribution True-up petition for 2nd control Period as Annexure-I | Submitted vide Distribution True-up petition for 2nd control Period as Annexure-I
2172 | C14-Ext of 1No 10HP Indlload at Jadcher | MAHABOOBNAGAR | 07.06.2011 | 0.002349 | Submitted vide Distribution True-up petition for 2nd control Period as Annexure-I | Submitted vide Distribution True-up petition for 2nd control Period as Annexure-I
2173 | C14-Ext of suply to1No.150 HP Indl load | MAHABOOBNAGAR | 16.05.2011 | 0.026172 | Submitted vide Distribution True-up petition for 2nd control Period as Annexure-I | Submitted vide Distribution True-up petition for 2nd control Period as Annexure-I
2174 | C14-Ext of suply to 1No.24KW N/D load a | MAHABOOBNAGAR | 23.05.2011 | 0.011527 | Submitted vide Distribution True-up petition for 2nd control Period as Annexure-I | Submitted vide Distribution True-up petition for 2nd control Period as Annexure-I
2175 | C14-Ext of suply by conversion at That | MAHABOOBNAGAR | 22.06.2011 | 0.00615 | Submitted vide Distribution True-up petition for 2nd control Period as Annexure-I | Submitted vide Distribution True-up petition for 2nd control Period as Annexure-I
2176 | C14-Ext of HTsuply conversion M/s Saikr | MAHABOOBNAGAR | 06.05.2011 | 0.01397 | Submitted vide Distribution True-up petition for 2nd control Period as Annexure-I | Submitted vide Distribution True-up petition for 2nd control Period as Annexure-I
2177 | C14-Ext of suply to 1No.15KW N/D load V | MAHABOOBNAGAR | 07.06.2011 | 0.012218 | Submitted vide Distribution True-up petition for 2nd control Period as Annexure-I | Submitted vide Distribution True-up petition for 2nd control Period as Annexure-I
2178 | C13-19/08-09/10KW ND load to SDE Groups | MAHABOOBNAGAR | 14.04.2011 | 0.012168 | Submitted vide Distribution True-up petition for 2nd control Period as Annexure-I | Submitted vide Distribution True-up petition for 2nd control Period as Annexure-I
2179 | C13-26/08-09/DE/1KWNon Domload toN.Govi | MAHABOOBNAGAR | 28.05.2011 | 0.0030253 | Submitted vide Distribution True-up petition for 2nd control Period as Annexure-I | Submitted vide Distribution True-up petition for 2nd control Period as Annexure-I
2180 | C14-287/9-10/18KW ND load to M/s.Skanda | MAHABOOBNAGAR | 25.06.2011 | 0.01272 | Submitted vide Distribution True-up petition for 2nd control Period as Annexure-I | Submitted vide Distribution True-up petition for 2nd control Period as Annexure-I
2181 | Constn of R.wall ISF at Karkalpad SS | MAHABOOBNAGAR | 29.04.2011 | 0.050221 | Submitted vide Distribution True-up petition for 2nd control Period as Annexure-I | Submitted vide Distribution True-up petition for 2nd control Period as Annexure-I
2182 | CONST SECTION OFFICE UPPUNUTHALA IN MBNR | MAHABOOBNAGAR | 12.12.2011 | 0.074066 | Submitted vide Distribution True-up petition for 2nd control Period as Annexure-I | Submitted vide Distribution True-up petition for 2nd control Period as Annexure-I
2183 | CONST SECTION OFFICE AT LINGAL MBNR CIR | MAHABOOBNAGAR | 12.12.2011 | 0.071867 | Submitted vide Distribution True-up petition for 2nd control Period as Annexure-I | Submitted vide Distribution True-up petition for 2nd control Period as Annexure-I
2184 | CONST OF ERO S-ERo at MBNR town | MAHABOOBNAGAR | 01.05.2011 | 0.51088 | Submitted vide Distribution True-up petition for 2nd control Period as Annexure-I | Submitted vide Distribution True-up petition for 2nd control Period as Annexure-I
2185 | CONST OF ERO S-ERo at SHADNAGAR | MAHABOOBNAGAR | 25.08.2011 | 0.45572 | Submitted vide Distribution True-up petition for 2nd control Period as Annexure-I | Submitted vide Distribution True-up petition for 2nd control Period as Annexure-I
2186 | Const.of Section Officeat Dmargidda in M | MAHABOOBNAGAR | 18.04.2011 | 0.061228 | Submitted vide Distribution True-up petition for 2nd control Period as Annexure-I | Submitted vide Distribution True-up petition for 2nd control Period as Annexure-I
2187 | C1028/9-10/25KVA for 4No 5HP Agl,Rajol | MAHABOOBNAGAR | 28.05.2011 | 0.013491 | Submitted vide Distribution True-up petition for 2nd control Period as Annexure-I | Submitted vide Distribution True-up petition for 2nd control Period as Annexure-I
2188 | C1023/9-10/25KVA for 4No 5HP Agl,Jille | MAHABOOBNAGAR | 14.04.2011 | 0.013367 | Submitted vide Distribution True-up petition for 2nd control Period as Annexure-I | Submitted vide Distribution True-up petition for 2nd control Period as Annexure-I
2189 | C1021/9-10/25KVA for 4No 5HP Agl,P.T.P | MAHABOOBNAGAR | 14.04.2011 | 0.013827 | Submitted vide Distribution True-up petition for 2nd control Period as Annexure-I | Submitted vide Distribution True-up petition for 2nd control Period as Annexure-I
2190 | C1020/9-10/25KVA for 4No 5HP Agl,PT.Pa | MAHABOOBNAGAR | 25.02.2012 | 0.013402 | Submitted vide Distribution True-up petition for 2nd control Period as Annexure-I | Submitted vide Distribution True-up petition for 2nd control Period as Annexure-I
2191 | C1019/9-10/25KVA for 4No 5HP Agl,PT.Pa | MAHABOOBNAGAR | 14.04.2011 | 0.012772 | Submitted vide Distribution True-up petition for 2nd control Period as Annexure-I | Submitted vide Distribution True-up petition for 2nd control Period as Annexure-I
2192 | C101/9-10/25KVA for 5No 5HP Agl,RamaPu | MAHABOOBNAGAR | 14.04.2011 | 0.013792 | Submitted vide Distribution True-up petition for 2nd control Period as Annexure-I | Submitted vide Distribution True-up petition for 2nd control Period as Annexure-I
2193 | C107/9-10/25KVA for 4No 5HP Agl,RamaPu | MAHABOOBNAGAR | 14.04.2011 | 0.013507 | Submitted vide Distribution True-up petition for 2nd control Period as Annexure-I | Submitted vide Distribution True-up petition for 2nd control Period as Annexure-I
2194 | C109/9-10/25KVA for 3No 5HP Agl,RamaPu | MAHABOOBNAGAR | 14.04.2011 | 0.011659 | Submitted vide Distribution True-up petition for 2nd control Period as Annexure-I | Submitted vide Distribution True-up petition for 2nd control Period as Annexure-I
2195 | C1038/9-10/25KVA for 5No 5HP ALPR X Ro | MAHABOOBNAGAR | 02.11.2011 | 0.014464 | Submitted vide Distribution True-up petition for 2nd control Period as Annexure-I | Submitted vide Distribution True-up petition for 2nd control Period as Annexure-I
2196 | Erection of 2Nos 25KVA DTR for releasing | MAHABOOBNAGAR | 08.04.2011 | 0.018931 | Submitted vide Distribution True-up petition for 2nd control Period as Annexure-I | Submitted vide Distribution True-up petition for 2nd control Period as Annexure-I
2197 | C1014/07-08/SE/25KVA for 4x5Hp Agls at | MAHABOOBNAGAR | 04.04.2011 | 0.010953 | Submitted vide Distribution True-up petition for 2nd control Period as Annexure-I | Submitted vide Distribution True-up petition for 2nd control Period as Annexure-I
2198 | C1001/8-9/SE/63KVA for 7x5HP AGls at Ma | MAHABOOBNAGAR | 01.04.2011 | 0.0054912 | Submitted vide Distribution True-up petition for 2nd control Period as Annexure-I | Submitted vide Distribution True-up petition for 2nd control Period as Annexure-I
2199 | C1013/07-08/SE/63KVA for of 8No.s Agls | MAHABOOBNAGAR | 07.04.2011 | 0.015362 | Submitted vide Distribution True-up petition for 2nd control Period as Annexure-I | Submitted vide Distribution True-up petition for 2nd control Period as Annexure-I
2200 | C109/8-9/SE/25KVA for4x5HP Agls at Shan | MAHABOOBNAGAR | 23.04.2011 | 0.010396 | Submitted vide Distribution True-up petition for 2nd control Period as Annexure-I | Submitted vide Distribution True-up petition for 2nd control Period as Annexure-I
2201 | C1011/8-9/SE/25KVA for5x5HPAgls at,Mun | MAHABOOBNAGAR | 04.04.2011 | 0.012029 | Submitted vide Distribution True-up petition for 2nd control Period as Annexure-I | Submitted vide Distribution True-up petition for 2nd control Period as Annexure-I
2202 | C105/09-10/SE/25KVA DTR 4x5Hp Agls at P | MAHABOOBNAGAR | 01.04.2011 | 0.013092 | Submitted vide Distribution True-up petition for 2nd control Period as Annexure-I | Submitted vide Distribution True-up petition for 2nd control Period as Annexure-I
2203 | C102/09-10/25 KVA 4 No 5HP Agl at Ramap | MAHABOOBNAGAR | 04.04.2011 | 0.011603 | Submitted vide Distribution True-up petition for 2nd control Period as Annexure-I | Submitted vide Distribution True-up petition for 2nd control Period as Annexure-I
2204 | C106/9-10/25KVA DTR for 4 X 5HP Agl.at | MAHABOOBNAGAR | 04.04.2011 | 0.014617 | Submitted vide Distribution True-up petition for 2nd control Period as Annexure-I | Submitted vide Distribution True-up petition for 2nd control Period as Annexure-I
2205 | C1031/9-10/25KVA for 4No 5HP Agl,Mando | MAHABOOBNAGAR | 04.04.2011 | 0.014079 | Submitted vide Distribution True-up petition for 2nd control Period as Annexure-I | Submitted vide Distribution True-up petition for 2nd control Period as Annexure-I
2206 | C1014/9-10/25KVA for 4No 5HP Agl,Jille | MAHABOOBNAGAR | 04.04.2011 | 0.01301 | Submitted vide Distribution True-up petition for 2nd control Period as Annexure-I | Submitted vide Distribution True-up petition for 2nd control Period as Annexure-I
2207 | C1031/9-10/25KVA for 4No 5HP Agl,Mando | MAHABOOBNAGAR | 07.04.2011 | 0.014169 | Submitted vide Distribution True-up petition for 2nd control Period as Annexure-I | Submitted vide Distribution True-up petition for 2nd control Period as Annexure-I
2208 | C1026/9-10/25KVA for 5No 5HP Agl,Tanag | MAHABOOBNAGAR | 04.04.2011 | 0.014653 | Submitted vide Distribution True-up petition for 2nd control Period as Annexure-I | Submitted vide Distribution True-up petition for 2nd control Period as Annexure-I
2209 | C1016/9-10/25KVA for 4No 5HP Agl,Chinn | MAHABOOBNAGAR | 11.05.2011 | 0.011681 | Submitted vide Distribution True-up petition for 2nd control Period as Annexure-I | Submitted vide Distribution True-up petition for 2nd control Period as Annexure-I
2210 | C1029/9-10/25KVA for 4No 5HP Agl,Chinn | MAHABOOBNAGAR | 11.05.2011 | 0.013582 | Submitted vide Distribution True-up petition for 2nd control Period as Annexure-I | Submitted vide Distribution True-up petition for 2nd control Period as Annexure-I
2211 | C1032/9-10/25KVA for 4No 5HP Agl,Rajol | MAHABOOBNAGAR | 11.05.2011 | 0.012979 | Submitted vide Distribution True-up petition for 2nd control Period as Annexure-I | Submitted vide Distribution True-up petition for 2nd control Period as Annexure-I
2212 | C1027/9-10/25KVA for 4No 5HP Agl,Ramap | MAHABOOBNAGAR | 11.05.2011 | 0.014302 | Submitted vide Distribution True-up petition for 2nd control Period as Annexure-I | Submitted vide Distribution True-up petition for 2nd control Period as Annexure-I
2213 | C1030/9-10/25KVA for 4No 5HP Agl,Thumm | MAHABOOBNAGAR | 28.05.2011 | 0.012786 | Submitted vide Distribution True-up petition for 2nd control Period as Annexure-I | Submitted vide Distribution True-up petition for 2nd control Period as Annexure-I
2214 | C1017/9-10/25KVA for 4No 5HP Agl, Konk | MAHABOOBNAGAR | 30.04.2011 | 0.01321 | Submitted vide Distribution True-up petition for 2nd control Period as Annexure-I | Submitted vide Distribution True-up petition for 2nd control Period as Annexure-I
2215 | C1018/9-10/25KVA for 5No 5HP Agl,P.Gar | MAHABOOBNAGAR | 04.04.2011 | 0.012685 | Submitted vide Distribution True-up petition for 2nd control Period as Annexure-I | Submitted vide Distribution True-up petition for 2nd control Period as Annexure-I
2216 | C1037/9-10/25KVA for 4No 5HP Agl,Paipa | MAHABOOBNAGAR | 04.04.2011 | 0.010946 | Submitted vide Distribution True-up petition for 2nd control Period as Annexure-I | Submitted vide Distribution True-up petition for 2nd control Period as Annexure-I
2217 | C1319/08-09/DE/3x5HP Agls at Konkal&VR | MAHABOOBNAGAR | 04.04.2011 | 0.0072784 | Submitted vide Distribution True-up petition for 2nd control Period as Annexure-I | Submitted vide Distribution True-up petition for 2nd control Period as Annexure-I
2218 | C1004/8-9/SE/25KVA for5x5HP Agls at Mun | MAHABOOBNAGAR | 23.07.2011 | 0.011523 | Submitted vide Distribution True-up petition for 2nd control Period as Annexure-I | Submitted vide Distribution True-up petition for 2nd control Period as Annexure-I
2219 | C1315/8-9/DE/3x5HPAgl at Munagala,Itik | MAHABOOBNAGAR | 23.07.2011 | 0.0033938 | Submitted vide Distribution True-up petition for 2nd control Period as Annexure-I | Submitted vide Distribution True-up petition for 2nd control Period as Annexure-I
2220 | C1318/8-9/DE/3x5HPAgl at gopaldinne,It | MAHABOOBNAGAR | 21.05.2011 | 0.0074344 | Submitted vide Distribution True-up petition for 2nd control Period as Annexure-I | Submitted vide Distribution True-up petition for 2nd control Period as Annexure-I
2221 | C10 12/09.10/SE/5No.s 5HP Agl Bonkur V | MAHABOOBNAGAR | 14.04.2011 | 0.014741 | Submitted vide Distribution True-up petition for 2nd control Period as Annexure-I | Submitted vide Distribution True-up petition for 2nd control Period as Annexure-I
2222 | C1024/9-10/25KVA for 3No 5HP Agl,Undav | MAHABOOBNAGAR | 23.07.2011 | 0.013097 | Submitted vide Distribution True-up petition for 2nd control Period as Annexure-I | Submitted vide Distribution True-up petition for 2nd control Period as Annexure-I
2223 | C1025/9-10/25KVA for 3No 5HP Agl,Undav | MAHABOOBNAGAR | 09.06.2011 | 0.0097144 | Submitted vide Distribution True-up petition for 2nd control Period as Annexure-I | Submitted vide Distribution True-up petition for 2nd control Period as Annexure-I
2224 | C1314/8-9/DE/5HPAgl to G.V'rlu at Chinn | MAHABOOBNAGAR | 04.04.2011 | 0.0011888 | Submitted vide Distribution True-up petition for 2nd control Period as Annexure-I | Submitted vide Distribution True-up petition for 2nd control Period as Annexure-I
2225 | C1340/09-10/3Nos. 5HP Agl.Cat-VA at Cha | MAHABOOBNAGAR | 03.06.2011 | 0.0032096 | Submitted vide Distribution True-up petition for 2nd control Period as Annexure-I | Submitted vide Distribution True-up petition for 2nd control Period as Annexure-I
2226 | C138/9-10/5HP Agl. load to B.Raja Redd | MAHABOOBNAGAR | 23.07.2011 | 0.0014639 | Submitted vide Distribution True-up petition for 2nd control Period as Annexure-I | Submitted vide Distribution True-up petition for 2nd control Period as Annexure-I
2227 | C10E/s to 1No 5HP Agl, loads under Cat | MAHABOOBNAGAR | 05.01.2012 | 0.0012415 | Submitted vide Distribution True-up petition for 2nd control Period as Annexure-I | Submitted vide Distribution True-up petition for 2nd control Period as Annexure-I
2228 | C10Erection of 3 Nos Agl loads under VA | MAHABOOBNAGAR | 12.05.2011 | 0.0067033 | Submitted vide Distribution True-up petition for 2nd control Period as Annexure-I | Submitted vide Distribution True-up petition for 2nd control Period as Annexure-I
2229 | C10E/S to 4Nos 5HP Agl, loads at Palle | MAHABOOBNAGAR | 23.05.2011 | 0.0092449 | Submitted vide Distribution True-up petition for 2nd control Period as Annexure-I | Submitted vide Distribution True-up petition for 2nd control Period as Annexure-I
2230 | C104Nos 5HP Agl, loads to at KoKALONI | MAHABOOBNAGAR | 09.01.2012 | 0.013356 | Submitted vide Distribution True-up petition for 2nd control Period as Annexure-I | Submitted vide Distribution True-up petition for 2nd control Period as Annexure-I
2231 | C13E/S to 4Nos 5HP Agl, loads at Konka | MAHABOOBNAGAR | 09.01.2012 | 0.016396 | Submitted vide Distribution True-up petition for 2nd control Period as Annexure-I | Submitted vide Distribution True-up petition for 2nd control Period as Annexure-I
2232 | C10E/s to 4nos 5HP agl loads under cat- | MAHABOOBNAGAR | 14.04.2011 | 0.018504 | Submitted vide Distribution True-up petition for 2nd control Period as Annexure-I | Submitted vide Distribution True-up petition for 2nd control Period as Annexure-I
2233 | C10E/S to 4Nos 5HP Agl, loads at Raico | MAHABOOBNAGAR | 10.05.2011 | 0.018643 | Submitted vide Distribution True-up petition for 2nd control Period as Annexure-I | Submitted vide Distribution True-up petition for 2nd control Period as Annexure-I
2234 | C10E/S to 4Nos 5HP Agl, loads at Jakka | MAHABOOBNAGAR | 23.04.2011 | 0.021098 | Submitted vide Distribution True-up petition for 2nd control Period as Annexure-I | Submitted vide Distribution True-up petition for 2nd control Period as Annexure-I
2235 | C10E/S to 4Nos 5HP Agl, loads at Rajpa | MAHABOOBNAGAR | 16.04.2011 | 0.018164 | Submitted vide Distribution True-up petition for 2nd control Period as Annexure-I | Submitted vide Distribution True-up petition for 2nd control Period as Annexure-I
2236 | C10E/S to7Nos 5HP Agl, loads at Nagire | MAHABOOBNAGAR | 29.04.2011 | 0.024765 | Submitted vide Distribution True-up petition for 2nd control Period as Annexure-I | Submitted vide Distribution True-up petition for 2nd control Period as Annexure-I
2237 | C10E/s to 1No 5HP Agl, loads under Cat | MAHABOOBNAGAR | 04.05.2011 | 0.001568 | Submitted vide Distribution True-up petition for 2nd control Period as Annexure-I | Submitted vide Distribution True-up petition for 2nd control Period as Annexure-I
2238 | C10E/S to 8Nos 5HP Agl, loads at Raico | MAHABOOBNAGAR | 14.04.2011 | 0.029185 | Submitted vide Distribution True-up petition for 2nd control Period as Annexure-I | Submitted vide Distribution True-up petition for 2nd control Period as Annexure-I
2239 | C103Nos 5HP Agl, loads at Mittanandima | MAHABOOBNAGAR | 13.05.2011 | 0.010918 | Submitted vide Distribution True-up petition for 2nd control Period as Annexure-I | Submitted vide Distribution True-up petition for 2nd control Period as Annexure-I
2240 | C104Nos 5HP Agl, loads at Chandragad" | MAHABOOBNAGAR | 13.05.2011 | 0.011429 | Submitted vide Distribution True-up petition for 2nd control Period as Annexure-I | Submitted vide Distribution True-up petition for 2nd control Period as Annexure-I
2241 | C104Nos 5HP Agl, loads at Mittanandima | MAHABOOBNAGAR | 29.12.2011 | 0.014491 | Submitted vide Distribution True-up petition for 2nd control Period as Annexure-I | Submitted vide Distribution True-up petition for 2nd control Period as Annexure-I
2242 | C10E/S to 7Nos 5HP Agl, loads at Rajpa | MAHABOOBNAGAR | 16.04.2011 | 0.029393 | Submitted vide Distribution True-up petition for 2nd control Period as Annexure-I | Submitted vide Distribution True-up petition for 2nd control Period as Annexure-I
2243 | C10E/S to 4Nos 5HP Agl, loads at Kanma | MAHABOOBNAGAR | 25.04.2011 | 0.0096816 | Submitted vide Distribution True-up petition for 2nd control Period as Annexure-I | Submitted vide Distribution True-up petition for 2nd control Period as Annexure-I
2244 | C10E/S to 8Nos 5HP Agl, loads at Bolla | MAHABOOBNAGAR | 28.03.2012 | 0.034195 | Submitted vide Distribution True-up petition for 2nd control Period as Annexure-I | Submitted vide Distribution True-up petition for 2nd control Period as Annexure-I
2245 | C10E/S to 10Nos 5HP Agl, loads at Gadd | MAHABOOBNAGAR | 17.03.2012 | 0.03735 | Submitted vide Distribution True-up petition for 2nd control Period as Annexure-I | Submitted vide Distribution True-up petition for 2nd control Period as Annexure-I
2246 | C1025 KVA DTR for 4No.s 5HP at Basralc | MAHABOOBNAGAR | 25.05.2011 | 0.011387 | Submitted vide Distribution True-up petition for 2nd control Period as Annexure-I | Submitted vide Distribution True-up petition for 2nd control Period as Annexure-I
2247 | C1025KVA DTR for 4 No.s 5HP Agls at Pu | MAHABOOBNAGAR | 25.05.2011 | 0.01008 | Submitted vide Distribution True-up petition for 2nd control Period as Annexure-I | Submitted vide Distribution True-up petition for 2nd control Period as Annexure-I
2248 | C1017/8-9/SE/25KVA for 4x5HP Agl at Bas | MAHABOOBNAGAR | 25.05.2011 | 0.0091951 | Submitted vide Distribution True-up petition for 2nd control Period as Annexure-I | Submitted vide Distribution True-up petition for 2nd control Period as Annexure-I
2249 | C1343/06-07/DE/2x5HP Agl load at Mulkal | MAHABOOBNAGAR | 25.05.2011 | 0.0016651 | Submitted vide Distribution True-up petition for 2nd control Period as Annexure-I | Submitted vide Distribution True-up petition for 2nd control Period as Annexure-I
2250 | C1026/8-9/SE/25KVA for4x5HPAgls at Chin | MAHABOOBNAGAR | 04.05.2011 | 0.0083357 | Submitted vide Distribution True-up petition for 2nd control Period as Annexure-I | Submitted vide Distribution True-up petition for 2nd control Period as Annexure-I
2251 | C1034/8-9/SE/25KVA for4x5HPAgls at Gatt | MAHABOOBNAGAR | 04.05.2011 | 0.0093155 | Submitted vide Distribution True-up petition for 2nd control Period as Annexure-I | Submitted vide Distribution True-up petition for 2nd control Period as Annexure-I
2252 | C1035/8-9/SE/25KVA for 4x5HP Agls at Al | MAHABOOBNAGAR | 07.05.2011 | 0.010173 | Submitted vide Distribution True-up petition for 2nd control Period as Annexure-I | Submitted vide Distribution True-up petition for 2nd control Period as Annexure-I
2253 | C1036/8-9/SE/25KVA for 4x5HP Agls at A | MAHABOOBNAGAR | 07.05.2011 | 0.0093155 | Submitted vide Distribution True-up petition for 2nd control Period as Annexure-I | Submitted vide Distribution True-up petition for 2nd control Period as Annexure-I
2254 | C1037/8-9/SE/25KVA for 4x5HP Agls at Sa | MAHABOOBNAGAR | 04.05.2011 | 0.0091267 | Submitted vide Distribution True-up petition for 2nd control Period as Annexure-I | Submitted vide Distribution True-up petition for 2nd control Period as Annexure-I
2255 | C1064/8-9/SE/25KVA for4x5HPAglsat Chetl | MAHABOOBNAGAR | 16.02.2012 | 0.0082051 | Submitted vide Distribution True-up petition for 2nd control Period as Annexure-I | Submitted vide Distribution True-up petition for 2nd control Period as Annexure-I
2256 | C1025 KVA DTR for 4No.s 5HP at Venisomp | MAHABOOBNAGAR | 12.05.2011 | 0.010622 | Submitted vide Distribution True-up petition for 2nd control Period as Annexure-I | Submitted vide Distribution True-up petition for 2nd control Period as Annexure-I
2257 | C101No. 25 KVA DTR for 4No.s 5 HP Agls | MAHABOOBNAGAR | 26.05.2011 | 0.0086649 | Submitted vide Distribution True-up petition for 2nd control Period as Annexure-I | Submitted vide Distribution True-up petition for 2nd control Period as Annexure-I
2258 | C1350/06-07/DE/3x5Hp Agls at Pullikal V | MAHABOOBNAGAR | 12.05.2011 | 0.0077462 | Submitted vide Distribution True-up petition for 2nd control Period as Annexure-I | Submitted vide Distribution True-up petition for 2nd control Period as Annexure-I
2259 | C1325 KVA DTR for 3 No.s 5HP Agl.at Upp | MAHABOOBNAGAR | 12.05.2011 | 0.0068979 | Submitted vide Distribution True-up petition for 2nd control Period as Annexure-I | Submitted vide Distribution True-up petition for 2nd control Period as Annexure-I
2260 | C1334/07-08/DE/ 25KVA DTR for3x5Hp agls | MAHABOOBNAGAR | 12.05.2011 | 0.0071251 | Submitted vide Distribution True-up petition for 2nd control Period as Annexure-I | Submitted vide Distribution True-up petition for 2nd control Period as Annexure-I
2261 | C13E/s to3No.s 5HP Agl. load at Keshava | MAHABOOBNAGAR | 12.05.2011 | 0.0067691 | Submitted vide Distribution True-up petition for 2nd control Period as Annexure-I | Submitted vide Distribution True-up petition for 2nd control Period as Annexure-I
2262 | C1333/07-08/DE/RE.25KVA for 3X5HP Agls | MAHABOOBNAGAR | 04.05.2011 | 0.0075275 | Submitted vide Distribution True-up petition for 2nd control Period as Annexure-I | Submitted vide Distribution True-up petition for 2nd control Period as Annexure-I
2263 | C139/08-09/DE/3x5Hp agls at MediKonda&K | MAHABOOBNAGAR | 04.05.2011 | 0.0070218 | Submitted vide Distribution True-up petition for 2nd control Period as Annexure-I | Submitted vide Distribution True-up petition for 2nd control Period as Annexure-I
2264 | C1331/07-08/DE 3Nos 5HP Agls Cat-VA at | MAHABOOBNAGAR | 04.05.2011 | 0.0070221 | Submitted vide Distribution True-up petition for 2nd control Period as Annexure-I | Submitted vide Distribution True-up petition for 2nd control Period as Annexure-I
2265 | C1321/08-09/DE/3x5HP Agls at Keshavara | MAHABOOBNAGAR | 12.05.2011 | 0.0079449 | Submitted vide Distribution True-up petition for 2nd control Period as Annexure-I | Submitted vide Distribution True-up petition for 2nd control Period as Annexure-I
2266 | C1332/08-09/DE/3x5HP Agls at Zadadoddi | MAHABOOBNAGAR | 04.05.2011 | 0.0080032 | Submitted vide Distribution True-up petition for 2nd control Period as Annexure-I | Submitted vide Distribution True-up petition for 2nd control Period as Annexure-I
2267 | C1347/06-07/DE/ 25KVA for 3X5 HP Agls a | MAHABOOBNAGAR | 04.05.2011 | 0.0076038 | Submitted vide Distribution True-up petition for 2nd control Period as Annexure-I | Submitted vide Distribution True-up petition for 2nd control Period as Annexure-I
2268 | C1343/08-09/SE/25KVA for3x5HP Agls at B | MAHABOOBNAGAR | 04.05.2011 | 0.0074299 | Submitted vide Distribution True-up petition for 2nd control Period as Annexure-I | Submitted vide Distribution True-up petition for 2nd control Period as Annexure-I
2269 | C1003/08-09/SE/25 KVA DTR for 4x5HP at | MAHABOOBNAGAR | 01.05.2011 | 0.010097 | Submitted vide Distribution True-up petition for 2nd control Period as Annexure-I | Submitted vide Distribution True-up petition for 2nd control Period as Annexure-I
2270 | C1025KVA DTR for 6No.s Agls at Vitalap | MAHABOOBNAGAR | 01.05.2011 | 0.011422 | Submitted vide Distribution True-up petition for 2nd control Period as Annexure-I | Submitted vide Distribution True-up petition for 2nd control Period as Annexure-I
2271 | C1001/08-09/SE/25 KVA DTR for 4x5HP at | MAHABOOBNAGAR | 01.05.2011 | 0.0083936 | Submitted vide Distribution True-up petition for 2nd control Period as Annexure-I | Submitted vide Distribution True-up petition for 2nd control Period as Annexure-I
2272 | C1008/8-09/SE/25KVA for 4x5HP Agls at A | MAHABOOBNAGAR | 01.05.2011 | 0.010239 | Submitted vide Distribution True-up petition for 2nd control Period as Annexure-I | Submitted vide Distribution True-up petition for 2nd control Period as Annexure-I
2273 | C1010/8-09/SE/25KVA for 4x5HP Agls at D | MAHABOOBNAGAR | 01.05.2011 | 0.0098208 | Submitted vide Distribution True-up petition for 2nd control Period as Annexure-I | Submitted vide Distribution True-up petition for 2nd control Period as Annexure-I
2274 | C1029/8-9/SE/25KVA for 3x5HP Agls at Ma | MAHABOOBNAGAR | 01.05.2011 | 0.0076416 | Submitted vide Distribution True-up petition for 2nd control Period as Annexure-I | Submitted vide Distribution True-up petition for 2nd control Period as Annexure-I
2275 | C1030/8-9/SE/25KVA for 4x5HP Agls at Ma | MAHABOOBNAGAR | 01.05.2011 | 0.0097164 | Submitted vide Distribution True-up petition for 2nd control Period as Annexure-I | Submitted vide Distribution True-up petition for 2nd control Period as Annexure-I
2276 | C1009/8-09/SE/25KVA for 4x5HP Agls at t | MAHABOOBNAGAR | 10.06.2011 | 0.0083981 | Submitted vide Distribution True-up petition for 2nd control Period as Annexure-I | Submitted vide Distribution True-up petition for 2nd control Period as Annexure-I
2277 | C1054/8-9/SE/25KVA for 4x5HP Agls at Ma | MAHABOOBNAGAR | 24.05.2011 | 0.0095873 | Submitted vide Distribution True-up petition for 2nd control Period as Annexure-I | Submitted vide Distribution True-up petition for 2nd control Period as Annexure-I
2278 | C1053/8-9/SE/25KVA for 4x5HP Agls at Th | MAHABOOBNAGAR | 24.05.2011 | 0.0092109 | Submitted vide Distribution True-up petition for 2nd control Period as Annexure-I | Submitted vide Distribution True-up petition for 2nd control Period as Annexure-I
2279 | C1052/8-9/SE/25KVA for4x5HP Agls at Mad | MAHABOOBNAGAR | 23.05.2011 | 0.0095729 | Submitted vide Distribution True-up petition for 2nd control Period as Annexure-I | Submitted vide Distribution True-up petition for 2nd control Period as Annexure-I
2280 | C1325KVA DTR for 3No.s Agls at Sesampal | MAHABOOBNAGAR | 23.05.2011 | 0.0072232 | Submitted vide Distribution True-up petition for 2nd control Period as Annexure-I | Submitted vide Distribution True-up petition for 2nd control Period as Annexure-I
2281 | C1304/08-09/DE/ 3x5Hp agls at Dasarpal | MAHABOOBNAGAR | 23.05.2011 | 0.007086 | Submitted vide Distribution True-up petition for 2nd control Period as Annexure-I | Submitted vide Distribution True-up petition for 2nd control Period as Annexure-I
2282 | C1303/08-09/DE/ 3x5Hp agls at Dasarpal | MAHABOOBNAGAR | 10.05.2011 | 0.0071743 | Submitted vide Distribution True-up petition for 2nd control Period as Annexure-I | Submitted vide Distribution True-up petition for 2nd control Period as Annexure-I
2283 | C1333/07-08/DE/ 3x5Hp agls at Vitalapu | MAHABOOBNAGAR | 23.05.2011 | 0.0073536 | Submitted vide Distribution True-up petition for 2nd control Period as Annexure-I | Submitted vide Distribution True-up petition for 2nd control Period as Annexure-I
2284 | C1325 KVA DTR for 3 No.s 5HP Agl.at T'K | MAHABOOBNAGAR | 23.05.2011 | 0.0071745 | Submitted vide Distribution True-up petition for 2nd control Period as Annexure-I | Submitted vide Distribution True-up petition for 2nd control Period as Annexure-I
2285 | C1330/08-09/DE/3x5HP Agls at Sheshampa | MAHABOOBNAGAR | 01.05.2011 | 0.0066603 | Submitted vide Distribution True-up petition for 2nd control Period as Annexure-I | Submitted vide Distribution True-up petition for 2nd control Period as Annexure-I
2286 | C1329/08-09/DE/3x5HP Agls at Sheshampa | MAHABOOBNAGAR | 01.05.2011 | 0.0070858 | Submitted vide Distribution True-up petition for 2nd control Period as Annexure-I | Submitted vide Distribution True-up petition for 2nd control Period as Annexure-I
2287 | C1318/08-09/DE/3x5HP Agls at Maddelaba | MAHABOOBNAGAR | 10.05.2011 | 0.0068878 | Submitted vide Distribution True-up petition for 2nd control Period as Annexure-I | Submitted vide Distribution True-up petition for 2nd control Period as Annexure-I
2288 | C10ERE OF 1NO 25KVADTRKOTHAPALLY(V0 KOS | MAHABOOBNAGAR | 19.04.2011 | 0.0085484 | Submitted vide Distribution True-up petition for 2nd control Period as Annexure-I | Submitted vide Distribution True-up petition for 2nd control Period as Annexure-I
2289 | C10E/s to 1No 5 HP Agl, load to Ashann | MAHABOOBNAGAR | 07.05.2011 | 0.0016116 | Submitted vide Distribution True-up petition for 2nd control Period as Annexure-I | Submitted vide Distribution True-up petition for 2nd control Period as Annexure-I
2290 | C10E/S to 5Nos 5HP Agl, loads under Ca | MAHABOOBNAGAR | 19.04.2011 | 0.013948 | Submitted vide Distribution True-up petition for 2nd control Period as Annexure-I | Submitted vide Distribution True-up petition for 2nd control Period as Annexure-I
2291 | C10E/S to 2No 5HP Agl, load under Cat- | MAHABOOBNAGAR | 07.05.2011 | 0.0028902 | Submitted vide Distribution True-up petition for 2nd control Period as Annexure-I | Submitted vide Distribution True-up petition for 2nd control Period as Annexure-I
2292 | C10E/S to 4Nos 5HP Agl, loads under Ca | MAHABOOBNAGAR | 19.04.2011 | 0.0082196 | Submitted vide Distribution True-up petition for 2nd control Period as Annexure-I | Submitted vide Distribution True-up petition for 2nd control Period as Annexure-I
2293 | C10E/s to 4Nos 5Hp agls under Cat-VA at | MAHABOOBNAGAR | 22.04.2011 | 0.0086813 | Submitted vide Distribution True-up petition for 2nd control Period as Annexure-I | Submitted vide Distribution True-up petition for 2nd control Period as Annexure-I
2294 | C10E/s to 4Nos 5Hp agls under Cat-VA at | MAHABOOBNAGAR | 28.04.2011 | 0.010169 | Submitted vide Distribution True-up petition for 2nd control Period as Annexure-I | Submitted vide Distribution True-up petition for 2nd control Period as Annexure-I
2295 | C10E/s to 3Nos 5Hp agls under Cat-VA at | MAHABOOBNAGAR | 29.04.2011 | 0.011212 | Submitted vide Distribution True-up petition for 2nd control Period as Annexure-I | Submitted vide Distribution True-up petition for 2nd control Period as Annexure-I
2296 | C13E/s to 4Nos 5Hp agls under Cat-VA at | MAHABOOBNAGAR | 04.05.2011 | 0.013731 | Submitted vide Distribution True-up petition for 2nd control Period as Annexure-I | Submitted vide Distribution True-up petition for 2nd control Period as Annexure-I
2297 | C10Erection of 2Nos Agl loads under VA | MAHABOOBNAGAR | 20.04.2011 | 0.0087675 | Submitted vide Distribution True-up petition for 2nd control Period as Annexure-I | Submitted vide Distribution True-up petition for 2nd control Period as Annexure-I
2298 | C10E/s to 5Nos 5Hp agl loads under Cat- | MAHABOOBNAGAR | 27.04.2011 | 0.012397 | Submitted vide Distribution True-up petition for 2nd control Period as Annexure-I | Submitted vide Distribution True-up petition for 2nd control Period as Annexure-I
2299 | C10E/s to 10Nos 5Hp agl loads under Cat | MAHABOOBNAGAR | 25.06.2011 | 0.025797 | Submitted vide Distribution True-up petition for 2nd control Period as Annexure-I | Submitted vide Distribution True-up petition for 2nd control Period as Annexure-I
2300 | C10E/S to 1o 5HP Agl, load under Cat-V | MAHABOOBNAGAR | 30.06.2011 | 0.0015732 | Submitted vide Distribution True-up petition for 2nd control Period as Annexure-I | Submitted vide Distribution True-up petition for 2nd control Period as Annexure-I
2301 | C10E/s to 5Nos 5Hp agl loads under Cat- | MAHABOOBNAGAR | 07.06.2011 | 0.01458 | Submitted vide Distribution True-up petition for 2nd control Period as Annexure-I | Submitted vide Distribution True-up petition for 2nd control Period as Annexure-I
2302 | C10E/s to 1No. 5HP Agl load to Sri.Gula | MAHABOOBNAGAR | 25.05.2011 | 0.0016565 | Submitted vide Distribution True-up petition for 2nd control Period as Annexure-I | Submitted vide Distribution True-up petition for 2nd control Period as Annexure-I
2303 | C10E/s to 5Nos 5Hp agls under Cat-VA at | MAHABOOBNAGAR | 25.04.2011 | 0.0137 | Submitted vide Distribution True-up petition for 2nd control Period as Annexure-I | Submitted vide Distribution True-up petition for 2nd control Period as Annexure-I
2304 | C10E/s to 2Nos 5Hp agl loads under Cat- | MAHABOOBNAGAR | 25.04.2011 | 0.0033902 | Submitted vide Distribution True-up petition for 2nd control Period as Annexure-I | Submitted vide Distribution True-up petition for 2nd control Period as Annexure-I
2305 | C10E/s to 2Nos 5Hp agl loads under Cat- | MAHABOOBNAGAR | 25.04.2011 | 0.0044244 | Submitted vide Distribution True-up petition for 2nd control Period as Annexure-I | Submitted vide Distribution True-up petition for 2nd control Period as Annexure-I
2306 | C10E/s to 2Nos 5Hp agl loads under Cat- | MAHABOOBNAGAR | 25.04.2011 | 0.0037662 | Submitted vide Distribution True-up petition for 2nd control Period as Annexure-I | Submitted vide Distribution True-up petition for 2nd control Period as Annexure-I
2307 | C10E/s to 2Nos 5Hp agls under Cat-VA at | MAHABOOBNAGAR | 25.04.2011 | 0.0044308 | Submitted vide Distribution True-up petition for 2nd control Period as Annexure-I | Submitted vide Distribution True-up petition for 2nd control Period as Annexure-I
2308 | C10Erection of 1No.25KVA DTR on SS-I at | MAHABOOBNAGAR | 27.04.2011 | 0.012469 | Submitted vide Distribution True-up petition for 2nd control Period as Annexure-I | Submitted vide Distribution True-up petition for 2nd control Period as Annexure-I
2309 | C10Erection of 2x25KVA DTR's on SS-XV a | MAHABOOBNAGAR | 27.04.2011 | 0.00099304 | Submitted vide Distribution True-up petition for 2nd control Period as Annexure-I | Submitted vide Distribution True-up petition for 2nd control Period as Annexure-I
2310 | C10E/s to 3Nos 5Hp each Agriculture loa | MAHABOOBNAGAR | 27.05.2011 | 0.0082594 | Submitted vide Distribution True-up petition for 2nd control Period as Annexure-I | Submitted vide Distribution True-up petition for 2nd control Period as Annexure-I
2311 | C10E/s to 8Nos 5Hp agls under Cat-VA at | MAHABOOBNAGAR | 09.06.2011 | 0.0039919 | Submitted vide Distribution True-up petition for 2nd control Period as Annexure-I | Submitted vide Distribution True-up petition for 2nd control Period as Annexure-I
2312 | C10Erection of 100KVA DTR on SS-III at | MAHABOOBNAGAR | 31.05.2011 | 0.018297 | Submitted vide Distribution True-up petition for 2nd control Period as Annexure-I | Submitted vide Distribution True-up petition for 2nd control Period as Annexure-I
2313 | C10E/s to 1no. 5HP agl. loads at Zainal | MAHABOOBNAGAR | 18.04.2011 | 0.00076983 | Submitted vide Distribution True-up petition for 2nd control Period as Annexure-I | Submitted vide Distribution True-up petition for 2nd control Period as Annexure-I
2314 | C10E/S to 4Nos 5HP Agl, loads at Kollu | MAHABOOBNAGAR | 10.06.2011 | 0.020702 | Submitted vide Distribution True-up petition for 2nd control Period as Annexure-I | Submitted vide Distribution True-up petition for 2nd control Period as Annexure-I
2315 | C10E/S to 4Nos 5HP Agl, loads at Kollu | MAHABOOBNAGAR | 10.06.2011 | 0.020994 | Submitted vide Distribution True-up petition for 2nd control Period as Annexure-I | Submitted vide Distribution True-up petition for 2nd control Period as Annexure-I
2316 | C10E/S to4Nos5HPAglloadsatSanganonipall | MAHABOOBNAGAR | 27.05.2011 | 0.014923 | Submitted vide Distribution True-up petition for 2nd control Period as Annexure-I | Submitted vide Distribution True-up petition for 2nd control Period as Annexure-I
2317 | C10E/S to 4Nos 5HP Agl, loads at Ankil | MAHABOOBNAGAR | 26.05.2011 | 0.01403 | Submitted vide Distribution True-up petition for 2nd control Period as Annexure-I | Submitted vide Distribution True-up petition for 2nd control Period as Annexure-I
2318 | C10E/S to3Nos 5HP Agl, loads at Ankill | MAHABOOBNAGAR | 27.05.2011 | 0.010287 | Submitted vide Distribution True-up petition for 2nd control Period as Annexure-I | Submitted vide Distribution True-up petition for 2nd control Period as Annexure-I
2319 | C10E/s to 2No 5HP Agl, load under Cat- | MAHABOOBNAGAR | 18.04.2011 | 0.002373 | Submitted vide Distribution True-up petition for 2nd control Period as Annexure-I | Submitted vide Distribution True-up petition for 2nd control Period as Annexure-I
2320 | C10CONST0OF RWISF&D.OF B.WELL AT TADOOR | MAHABOOBNAGAR | 30.12.2011 | 0.064794 | Submitted vide Distribution True-up petition for 2nd control Period as Annexure-I | Submitted vide Distribution True-up petition for 2nd control Period as Annexure-I
2321 | C10CONST OF R.WALL& ISF&D B.WELL 33/11K | MAHABOOBNAGAR | 05.11.2011 | 0.057127 | Submitted vide Distribution True-up petition for 2nd control Period as Annexure-I | Submitted vide Distribution True-up petition for 2nd control Period as Annexure-I
2322 | C10prov of RISF D OF BORE W AT BUDIGAPA | MAHABOOBNAGAR | 30.12.2011 | 0.064599 | Submitted vide Distribution True-up petition for 2nd control Period as Annexure-I | Submitted vide Distribution True-up petition for 2nd control Period as Annexure-I
2323 | C10CONST OF R.WALL& ISF&D B.w.33/11Tank | MAHABOOBNAGAR | 10.05.2011 | 0.053977 | Submitted vide Distribution True-up petition for 2nd control Period as Annexure-I | Submitted vide Distribution True-up petition for 2nd control Period as Annexure-I
2324 | C10CONST OF CONTROL AT 33/11KV SS TANKA | MAHABOOBNAGAR | 01.05.2011 | 0.052952 | Submitted vide Distribution True-up petition for 2nd control Period as Annexure-I | Submitted vide Distribution True-up petition for 2nd control Period as Annexure-I
2325 | C10PROV OF RWISF&D.B WELLAT MACHERLA IN | MAHABOOBNAGAR | 18.04.2011 | 0.058218 | Submitted vide Distribution True-up petition for 2nd control Period as Annexure-I | Submitted vide Distribution True-up petition for 2nd control Period as Annexure-I
2326 | C10CONST. OF C.ROOM AT 33/11 KV SS RACH | MAHABOOBNAGAR | 25.08.2011 | 0.059049 | Submitted vide Distribution True-up petition for 2nd control Period as Annexure-I | Submitted vide Distribution True-up petition for 2nd control Period as Annexure-I
2327 | C10CONST.OF RWIFD.B AT33/11 KV RACHOOR | MAHABOOBNAGAR | 25.08.2011 | 0.057594 | Submitted vide Distribution True-up petition for 2nd control Period as Annexure-I | Submitted vide Distribution True-up petition for 2nd control Period as Annexure-I
2328 | C10CONST. OF C.ROOM AT 33/11 KV SS Kris | MAHABOOBNAGAR | 07.05.2011 | 0.052595 | Submitted vide Distribution True-up petition for 2nd control Period as Annexure-I | Submitted vide Distribution True-up petition for 2nd control Period as Annexure-I
2329 | C10Const. or RW at 33/11 KV SS Krishna | MAHABOOBNAGAR | 17.06.2011 | 0.05393 | Submitted vide Distribution True-up petition for 2nd control Period as Annexure-I | Submitted vide Distribution True-up petition for 2nd control Period as Annexure-I
2330 | C10Const. of Contro Room at 33/11 kv ss | MAHABOOBNAGAR | 25.08.2011 | 0.058384 | Submitted vide Distribution True-up petition for 2nd control Period as Annexure-I | Submitted vide Distribution True-up petition for 2nd control Period as Annexure-I
2331 | C10Const. RWISFD B.Well at 33/11 kv ss | MAHABOOBNAGAR | 25.08.2011 | 0.058403 | Submitted vide Distribution True-up petition for 2nd control Period as Annexure-I | Submitted vide Distribution True-up petition for 2nd control Period as Annexure-I
2332 | C10Prov of PPF.CRS AT 33/11KV SS kODUPA | MAHABOOBNAGAR | 17.06.2011 | 0.050483 | Submitted vide Distribution True-up petition for 2nd control Period as Annexure-I | Submitted vide Distribution True-up petition for 2nd control Period as Annexure-I
2333 | Extension of Supply to HT load (33KV) to | MAHABOOBNAGAR | 22.04.2011 | 0.011114 | Submitted vide Distribution True-up petition for 2nd control Period as Annexure-I | Submitted vide Distribution True-up petition for 2nd control Period as Annexure-I
2334 | Extension of Supply to M/s Raja Ram Poly | MAHABOOBNAGAR | 20.04.2011 | 0.0030359 | Submitted vide Distribution True-up petition for 2nd control Period as Annexure-I | Submitted vide Distribution True-up petition for 2nd control Period as Annexure-I
2335 | Convertion of LVDS in to HVDS on 11 KV | MAHABOOBNAGAR | 22.04.2011 | 0.10116 | Submitted vide Distribution True-up petition for 2nd control Period as Annexure-I | Submitted vide Distribution True-up petition for 2nd control Period as Annexure-I
2336 | Convertion of LVDS in to HVDS on 11 KV | MAHABOOBNAGAR | 21.04.2011 | 0.052716 | Submitted vide Distribution True-up petition for 2nd control Period as Annexure-I | Submitted vide Distribution True-up petition for 2nd control Period as Annexure-I
2337 | Convertion of LVDS in to HVDS on 11 KV | MAHABOOBNAGAR | 17.05.2011 | 0.089059 | Submitted vide Distribution True-up petition for 2nd control Period as Annexure-I | Submitted vide Distribution True-up petition for 2nd control Period as Annexure-I
2338 | Conversion of LVDS in to HVDS on 11 KV | MAHABOOBNAGAR | 03.04.2011 | 0.13834 | Submitted vide Distribution True-up petition for 2nd control Period as Annexure-I | Submitted vide Distribution True-up petition for 2nd control Period as Annexure-I
2339 | Convertion of LVDS in to HVDS on 11 KV | MAHABOOBNAGAR | 16.04.2011 | 0.077426 | Submitted vide Distribution True-up petition for 2nd control Period as Annexure-I | Submitted vide Distribution True-up petition for 2nd control Period as Annexure-I
2340 | Convertion of LVDS in to HVDS on 11 KV | MAHABOOBNAGAR | 30.04.2011 | -3.81e-05 | Submitted vide Distribution True-up petition for 2nd control Period as Annexure-I | Submitted vide Distribution True-up petition for 2nd control Period as Annexure-I
2341 | Convertion of LVDS in to HVDS on 11 KV | MAHABOOBNAGAR | 14.04.2011 | 0.1428 | Submitted vide Distribution True-up petition for 2nd control Period as Annexure-I | Submitted vide Distribution True-up petition for 2nd control Period as Annexure-I
2342 | Creation from custom Screen Convertion o | MAHABOOBNAGAR | 17.05.2011 | 0.10076 | Submitted vide Distribution True-up petition for 2nd control Period as Annexure-I | Submitted vide Distribution True-up petition for 2nd control Period as Annexure-I
2343 | Extension of supply to 1 No 30 HP indust | MAHABOOBNAGAR | 26.04.2011 | 0.022496 | Submitted vide Distribution True-up petition for 2nd control Period as Annexure-I | Submitted vide Distribution True-up petition for 2nd control Period as Annexure-I
2344 | Extension of supplt to 1 No 49 HP indust | MAHABOOBNAGAR | 28.05.2011 | 0.017094 | Submitted vide Distribution True-up petition for 2nd control Period as Annexure-I | Submitted vide Distribution True-up petition for 2nd control Period as Annexure-I
2345 | Extension of supply to 1 No 49 HP indust | MAHABOOBNAGAR | 27.04.2011 | 0.014124 | Submitted vide Distribution True-up petition for 2nd control Period as Annexure-I | Submitted vide Distribution True-up petition for 2nd control Period as Annexure-I
2346 | E/s to 5 Kw Non Domestic load to M/s Air | MAHABOOBNAGAR | 26.04.2011 | 0.014174 | Submitted vide Distribution True-up petition for 2nd control Period as Annexure-I | Submitted vide Distribution True-up petition for 2nd control Period as Annexure-I
2347 | Extension of supplt to 1 No 45 HP indust | MAHABOOBNAGAR | 27.04.2011 | 0.01403 | Submitted vide Distribution True-up petition for 2nd control Period as Annexure-I | Submitted vide Distribution True-up petition for 2nd control Period as Annexure-I
2348 | Estimate for erection of 1No 25 KVA DTR | MAHABOOBNAGAR | 07.04.2011 | 0.013319 | Submitted vide Distribution True-up petition for 2nd control Period as Annexure-I | Submitted vide Distribution True-up petition for 2nd control Period as Annexure-I
2349 | supply and erection of 1/3rd AB switches | MAHABOOBNAGAR | 08.06.2012 | 0.0066528 | Submitted vide Distribution True-up petition for 2nd control Period as Annexure-I | Submitted vide Distribution True-up petition for 2nd control Period as Annexure-I
2350 | 1NO25KVA UNDER CAT-VA AT ATMAKUR(V<(>&<) | MAHABOOBNAGAR | 24.05.2011 | 0.013202 | Submitted vide Distribution True-up petition for 2nd control Period as Annexure-I | Submitted vide Distribution True-up petition for 2nd control Period as Annexure-I
2351 | supply and erection of 1/3rd AB switches | MAHABOOBNAGAR | 08.06.2012 | 0.0039188 | Submitted vide Distribution True-up petition for 2nd control Period as Annexure-I | Submitted vide Distribution True-up petition for 2nd control Period as Annexure-I
2352 | Extension of Supply to M/s Van Food Spec | MAHABOOBNAGAR | 20.04.2011 | 0.0043785 | Submitted vide Distribution True-up petition for 2nd control Period as Annexure-I | Submitted vide Distribution True-up petition for 2nd control Period as Annexure-I
2353 | Extension of supply to 35 Nos single pha | MAHABOOBNAGAR | 14.07.2011 | 0.024923 | Submitted vide Distribution True-up petition for 2nd control Period as Annexure-I | Submitted vide Distribution True-up petition for 2nd control Period as Annexure-I
2354 | Estimate for erection of 1No 25KVA DTR f | MAHABOOBNAGAR | 19.04.2011 | 0.011545 | Submitted vide Distribution True-up petition for 2nd control Period as Annexure-I | Submitted vide Distribution True-up petition for 2nd control Period as Annexure-I
2355 | Sub :- ,,APCPDCL û KZ û KNL û Releasin | MAHABOOBNAGAR | 06.04.2011 | 0.0046893 | Submitted vide Distribution True-up petition for 2nd control Period as Annexure-I | Submitted vide Distribution True-up petition for 2nd control Period as Annexure-I
2356 | Extension of supply to 1 No HT Service a | MAHABOOBNAGAR | 02.06.2011 | 0.0040857 | Submitted vide Distribution True-up petition for 2nd control Period as Annexure-I | Submitted vide Distribution True-up petition for 2nd control Period as Annexure-I
2357 | E/s of M/s Stem core Alloys<(>&<)>Ispat | MAHABOOBNAGAR | 06.09.2011 | 0.0069901 | Submitted vide Distribution True-up petition for 2nd control Period as Annexure-I | Submitted vide Distribution True-up petition for 2nd control Period as Annexure-I
2358 | Errection of 1x25 KVADTR for releasing o | MAHABOOBNAGAR | 08.12.2011 | 0.010545 | Submitted vide Distribution True-up petition for 2nd control Period as Annexure-I | Submitted vide Distribution True-up petition for 2nd control Period as Annexure-I
2359 | Erection of 1 No. 25 KVA Additional DTR | MAHABOOBNAGAR | 11.06.2012 | 0.010968 | Submitted vide Distribution True-up petition for 2nd control Period as Annexure-I | Submitted vide Distribution True-up petition for 2nd control Period as Annexure-I
2360 | 1NO 25KVA ADDL DTR ON SS-3 UNDER OVER LO | MAHABOOBNAGAR | 11.06.2012 | 0.016004 | Submitted vide Distribution True-up petition for 2nd control Period as Annexure-I | Submitted vide Distribution True-up petition for 2nd control Period as Annexure-I
2361 | Estimate for Erection of 1 No 100 KVA Ad | MAHABOOBNAGAR | 08.06.2012 | 0.015801 | Submitted vide Distribution True-up petition for 2nd control Period as Annexure-I | Submitted vide Distribution True-up petition for 2nd control Period as Annexure-I
2362 | Erection of 1 No. 25 KVA Addl. DTR for g | MAHABOOBNAGAR | 11.06.2012 | 0.012951 | Submitted vide Distribution True-up petition for 2nd control Period as Annexure-I | Submitted vide Distribution True-up petition for 2nd control Period as Annexure-I
2363 | 1x25KVA for release agl.to T.AcharyAMGL | MAHABOOBNAGAR | 30.04.2011 | 0.016836 | Submitted vide Distribution True-up petition for 2nd control Period as Annexure-I | Submitted vide Distribution True-up petition for 2nd control Period as Annexure-I
2364 | E/s to 1No. 5HP Agl load to Sri. Ravindr | MAHABOOBNAGAR | 14.08.2012 | 0.0014021 | Submitted vide Distribution True-up petition for 2nd control Period as Annexure-I | Submitted vide Distribution True-up petition for 2nd control Period as Annexure-I
2365 | Estimate for erection of 1 No. 100KVA Ad | MAHABOOBNAGAR | 11.06.2012 | 0.018283 | Submitted vide Distribution True-up petition for 2nd control Period as Annexure-I | Submitted vide Distribution True-up petition for 2nd control Period as Annexure-I
2366 | Erection of 1No 25KVA Additional DTR for | MAHABOOBNAGAR | 11.06.2012 | 0.011208 | Submitted vide Distribution True-up petition for 2nd control Period as Annexure-I | Submitted vide Distribution True-up petition for 2nd control Period as Annexure-I
2367 | E/s to 17KWAdditional load to the existi | MAHABOOBNAGAR | 30.05.2011 | 0.012774 | Submitted vide Distribution True-up petition for 2nd control Period as Annexure-I | Submitted vide Distribution True-up petition for 2nd control Period as Annexure-I
2368 | Erection of 1No. 25KVA DTR for releasing | MAHABOOBNAGAR | 29.10.2011 | 0.0088224 | Submitted vide Distribution True-up petition for 2nd control Period as Annexure-I | Submitted vide Distribution True-up petition for 2nd control Period as Annexure-I
2369 | Extension of supply to 1 No.74 HP indust | MAHABOOBNAGAR | 21.06.2011 | 0.032827 | Submitted vide Distribution True-up petition for 2nd control Period as Annexure-I | Submitted vide Distribution True-up petition for 2nd control Period as Annexure-I
2370 | Estimate for erection of 1No 25KVA Addl. | MAHABOOBNAGAR | 08.06.2012 | 0.011378 | Submitted vide Distribution True-up petition for 2nd control Period as Annexure-I | Submitted vide Distribution True-up petition for 2nd control Period as Annexure-I
2371 | Providing of 5Nos Additional C.I Pipe Ea | MAHABOOBNAGAR | 08.06.2012 | 0.0054978 | Submitted vide Distribution True-up petition for 2nd control Period as Annexure-I | Submitted vide Distribution True-up petition for 2nd control Period as Annexure-I
2372 | Providing of 5Nos Additional C.I Pipe ea | MAHABOOBNAGAR | 08.06.2012 | 0.0054978 | Submitted vide Distribution True-up petition for 2nd control Period as Annexure-I | Submitted vide Distribution True-up petition for 2nd control Period as Annexure-I
2373 | Pviding of 5Nos Additional C.I Pipe ea | MAHABOOBNAGAR | 08.06.2012 | 0.0054978 | Submitted vide Distribution True-up petition for 2nd control Period as Annexure-I | Submitted vide Distribution True-up petition for 2nd control Period as Annexure-I
2374 | Provid, of 5Nos Additional C.I Pipe ea | MAHABOOBNAGAR | 08.06.2012 | 0.0054978 | Submitted vide Distribution True-up petition for 2nd control Period as Annexure-I | Submitted vide Distribution True-up petition for 2nd control Period as Annexure-I
2375 | Providing of 5Nos Additional C.I Pipe ea | MAHABOOBNAGAR | 08.06.2012 | 0.0054978 | Submitted vide Distribution True-up petition for 2nd control Period as Annexure-I | Submitted vide Distribution True-up petition for 2nd control Period as Annexure-I
2376 | Prviding of 5Nos Additional C.I Pipe ear | MAHABOOBNAGAR | 08.06.2012 | 0.0054978 | Submitted vide Distribution True-up petition for 2nd control Period as Annexure-I | Submitted vide Distribution True-up petition for 2nd control Period as Annexure-I
2377 | E/s TO 1NO 100KVA ADDL DTR ON SS-I AT M | MAHABOOBNAGAR | 11.06.2012 | 0.018742 | Submitted vide Distribution True-up petition for 2nd control Period as Annexure-I | Submitted vide Distribution True-up petition for 2nd control Period as Annexure-I
2378 | Estimate for Extension of supply to 15 K | MAHABOOBNAGAR | 14.04.2011 | 0.010328 | Submitted vide Distribution True-up petition for 2nd control Period as Annexure-I | Submitted vide Distribution True-up petition for 2nd control Period as Annexure-I
2379 | 1NO 25KVA UNDER CAT-VA AT GOTUR(V) IN DH | MAHABOOBNAGAR | 05.05.2011 | 0.012784 | Submitted vide Distribution True-up petition for 2nd control Period as Annexure-I | Submitted vide Distribution True-up petition for 2nd control Period as Annexure-I
2380 | Estimate for Rectification of 33 KV Raik | MAHABOOBNAGAR | 08.06.2012 | 0.0096615 | Submitted vide Distribution True-up petition for 2nd control Period as Annexure-I | Submitted vide Distribution True-up petition for 2nd control Period as Annexure-I
2381 | Estimate for Rectification of 33 KV Chin | MAHABOOBNAGAR | 08.06.2012 | 0.01225 | Submitted vide Distribution True-up petition for 2nd control Period as Annexure-I | Submitted vide Distribution True-up petition for 2nd control Period as Annexure-I
2382 | Estimate for Rectification works for mai | MAHABOOBNAGAR | 08.06.2012 | 0.02466 | Submitted vide Distribution True-up petition for 2nd control Period as Annexure-I | Submitted vide Distribution True-up petition for 2nd control Period as Annexure-I
2383 | Estimate for Rectification of 33KV Chinc | MAHABOOBNAGAR | 08.06.2012 | 0.011341 | Submitted vide Distribution True-up petition for 2nd control Period as Annexure-I | Submitted vide Distribution True-up petition for 2nd control Period as Annexure-I
2384 | Estimate for Renovation of earth mat and | MAHABOOBNAGAR | 08.06.2012 | 0.012376 | Submitted vide Distribution True-up petition for 2nd control Period as Annexure-I | Submitted vide Distribution True-up petition for 2nd control Period as Annexure-I
2385 | Erection of 1no 25KVA Addl.DTR to relive | MAHABOOBNAGAR | 08.06.2012 | 0.0083511 | Submitted vide Distribution True-up petition for 2nd control Period as Annexure-I | Submitted vide Distribution True-up petition for 2nd control Period as Annexure-I
2386 | Erection of 1no 100KVA Addl.DTR under SS | MAHABOOBNAGAR | 08.06.2012 | 0.015958 | Submitted vide Distribution True-up petition for 2nd control Period as Annexure-I | Submitted vide Distribution True-up petition for 2nd control Period as Annexure-I
2387 | Estimate for Rectification of 33KV Rayal | MAHABOOBNAGAR | 08.06.2012 | 0.0071361 | Submitted vide Distribution True-up petition for 2nd control Period as Annexure-I | Submitted vide Distribution True-up petition for 2nd control Period as Annexure-I
2388 | Estimate for Renovation of earth mat and | MAHABOOBNAGAR | 08.06.2012 | 0.021329 | Submitted vide Distribution True-up petition for 2nd control Period as Annexure-I | Submitted vide Distribution True-up petition for 2nd control Period as Annexure-I
2389 | Estimate for Renovation of earth mat and | MAHABOOBNAGAR | 08.06.2012 | 0.015839 | Submitted vide Distribution True-up petition for 2nd control Period as Annexure-I | Submitted vide Distribution True-up petition for 2nd control Period as Annexure-I
2390 | Estimate for providing of New Pits to su | MAHABOOBNAGAR | 08.06.2012 | 0.0070034 | Submitted vide Distribution True-up petition for 2nd control Period as Annexure-I | Submitted vide Distribution True-up petition for 2nd control Period as Annexure-I
2391 | Erection of 1 No's 25 KVA DTR for releas | MAHABOOBNAGAR | 27.05.2011 | 0.017863 | Submitted vide Distribution True-up petition for 2nd control Period as Annexure-I | Submitted vide Distribution True-up petition for 2nd control Period as Annexure-I
2392 | Erection of 1no 100KVA Addl.DTR under S | MAHABOOBNAGAR | 08.06.2012 | 0.0045334 | Submitted vide Distribution True-up petition for 2nd control Period as Annexure-I | Submitted vide Distribution True-up petition for 2nd control Period as Annexure-I
2393 | E/s to 1No. 10.0KW Non-Domestic load to | MAHABOOBNAGAR | 07.06.2011 | 0.011574 | Submitted vide Distribution True-up petition for 2nd control Period as Annexure-I | Submitted vide Distribution True-up petition for 2nd control Period as Annexure-I
2394 | Extension of supply to 1 No 10 KW Non Do | MAHABOOBNAGAR | 01.04.2011 | 0.00014406 | Submitted vide Distribution True-up petition for 2nd control Period as Annexure-I | Submitted vide Distribution True-up petition for 2nd control Period as Annexure-I
2395 | Erection of 3x15KVA S-╪ Additional DTR's | MAHABOOBNAGAR | 11.06.2012 | 0.018259 | Submitted vide Distribution True-up petition for 2nd control Period as Annexure-I | Submitted vide Distribution True-up petition for 2nd control Period as Annexure-I
2396 | Erection of1No 25KVA DTR for releasing o | MAHABOOBNAGAR | 26.03.2012 | 0.014143 | Submitted vide Distribution True-up petition for 2nd control Period as Annexure-I | Submitted vide Distribution True-up petition for 2nd control Period as Annexure-I
2397 | Estimate for Rectification of 33 KV Inmu | MAHABOOBNAGAR | 08.06.2012 | 0.0038429 | Submitted vide Distribution True-up petition for 2nd control Period as Annexure-I | Submitted vide Distribution True-up petition for 2nd control Period as Annexure-I
2398 | E/s to 1No. 55KW Non-Domestic load, unde | MAHABOOBNAGAR | 29.05.2011 | 0.058214 | Submitted vide Distribution True-up petition for 2nd control Period as Annexure-I | Submitted vide Distribution True-up petition for 2nd control Period as Annexure-I
2399 | E/S to 1no 20KW Non-Domestic load to M/S | MAHABOOBNAGAR | 07.06.2011 | 0.011249 | Submitted vide Distribution True-up petition for 2nd control Period as Annexure-I | Submitted vide Distribution True-up petition for 2nd control Period as Annexure-I
2400 | E/O 1NO25KVA ADDL DTR,ONSS4,PUTTAPALL | MAHABOOBNAGAR | 11.06.2012 | 0.014293 | Submitted vide Distribution True-up petition for 2nd control Period as Annexure-I | Submitted vide Distribution True-up petition for 2nd control Period as Annexure-I
2401 | E/S TO ERECTION OF 1NO 25KVA ADDL DTR ON | MAHABOOBNAGAR | 11.06.2012 | 0.014918 | Submitted vide Distribution True-up petition for 2nd control Period as Annexure-I | Submitted vide Distribution True-up petition for 2nd control Period as Annexure-I
2402 | Extension of supply to 1 KW Domestic loa | MAHABOOBNAGAR | 27.04.2011 | 0.0030452 | Submitted vide Distribution True-up petition for 2nd control Period as Annexure-I | Submitted vide Distribution True-up petition for 2nd control Period as Annexure-I
2403 | Extension of supply to 10KW Non domestic | MAHABOOBNAGAR | 04.05.2011 | 0.013697 | Submitted vide Distribution True-up petition for 2nd control Period as Annexure-I | Submitted vide Distribution True-up petition for 2nd control Period as Annexure-I
2404 | 1x25KVA for releasing agl.to R.Laxmi | MAHABOOBNAGAR | 03.12.2011 | 0.014512 | Submitted vide Distribution True-up petition for 2nd control Period as Annexure-I | Submitted vide Distribution True-up petition for 2nd control Period as Annexure-I
2405 | E/s For 1 No 100 KVA DTR on SS-VIII At D | MAHABOOBNAGAR | 11.06.2012 | 0.012597 | Submitted vide Distribution True-up petition for 2nd control Period as Annexure-I | Submitted vide Distribution True-up petition for 2nd control Period as Annexure-I
2406 | E/s to 1No. 10KW Non-Domestic load to Su | MAHABOOBNAGAR | 31.05.2011 | 0.010518 | Submitted vide Distribution True-up petition for 2nd control Period as Annexure-I | Submitted vide Distribution True-up petition for 2nd control Period as Annexure-I
2407 | E/S to 1no 25HP Indl. Load to M/S Sriniv | MAHABOOBNAGAR | 02.06.2011 | 0.012812 | Submitted vide Distribution True-up petition for 2nd control Period as Annexure-I | Submitted vide Distribution True-up petition for 2nd control Period as Annexure-I
2408 | Estimate for erection of 1No 25KVA Addl. | MAHABOOBNAGAR | 11.06.2012 | 0.0089131 | Submitted vide Distribution True-up petition for 2nd control Period as Annexure-I | Submitted vide Distribution True-up petition for 2nd control Period as Annexure-I
2409 | Err of 1No 100KVA Additional Distributio | MAHABOOBNAGAR | 11.06.2012 | 0.0070538 | Submitted vide Distribution True-up petition for 2nd control Period as Annexure-I | Submitted vide Distribution True-up petition for 2nd control Period as Annexure-I
2410 | Conv of LVDS in to HVDS on 11 KV MYSIG | MAHABOOBNAGAR | 29.04.2011 | 0.13694 | Submitted vide Distribution True-up petition for 2nd control Period as Annexure-I | Submitted vide Distribution True-up petition for 2nd control Period as Annexure-I
2411 | Con of LVDS to HVDS on 11KV Peddapur Fed | MAHABOOBNAGAR | 23.04.2011 | 0.15713 | Submitted vide Distribution True-up petition for 2nd control Period as Annexure-I | Submitted vide Distribution True-up petition for 2nd control Period as Annexure-I
2412 | Conv of LVDS in to HVDS on 11 KV Pothe | MAHABOOBNAGAR | 16.05.2011 | 0.11311 | Submitted vide Distribution True-up petition for 2nd control Period as Annexure-I | Submitted vide Distribution True-up petition for 2nd control Period as Annexure-I
2413 | Conv of LVDS in to HVDS on 11 KV Kurmidd | MAHABOOBNAGAR | 17.05.2011 | 0.064703 | Submitted vide Distribution True-up petition for 2nd control Period as Annexure-I | Submitted vide Distribution True-up petition for 2nd control Period as Annexure-I
2414 | Ext.of supply to 10KW Non-Domstic load t | MAHABOOBNAGAR | 06.05.2011 | 0.015552 | Submitted vide Distribution True-up petition for 2nd control Period as Annexure-I | Submitted vide Distribution True-up petition for 2nd control Period as Annexure-I
2415 | Ext.of supply to 10KW Non-Domstic load t | MAHABOOBNAGAR | 06.05.2011 | 0.015113 | Submitted vide Distribution True-up petition for 2nd control Period as Annexure-I | Submitted vide Distribution True-up petition for 2nd control Period as Annexure-I
2416 | E/s for Erection for 1No 100 KVA Addl DT | MAHABOOBNAGAR | 08.06.2012 | 0.0086586 | Submitted vide Distribution True-up petition for 2nd control Period as Annexure-I | Submitted vide Distribution True-up petition for 2nd control Period as Annexure-I
2417 | E/STO 1NO12KW NDLOAD TO TOWER VISIONTEK | MAHABOOBNAGAR | 24.04.2011 | 0.00065015 | Submitted vide Distribution True-up petition for 2nd control Period as Annexure-I | Submitted vide Distribution True-up petition for 2nd control Period as Annexure-I
2418 | 1NO 5HP AGL LOAD AT JANGAMREDDYPALLY(V)N | MAHABOOBNAGAR | 15.03.2013 | 0.0013258 | Submitted vide Distribution True-up petition for 2nd control Period as Annexure-I | Submitted vide Distribution True-up petition for 2nd control Period as Annexure-I
2419 | C10-prov. of 26no 3ﾘ Energy mtr at Vari | MAHABOOBNAGAR | 02.06.2011 | 0.0021685 | Submitted vide Distribution True-up petition for 2nd control Period as Annexure-I | Submitted vide Distribution True-up petition for 2nd control Period as Annexure-I
2420 | E/S to 1no 5KW Non-Domestic load to M.V. | MAHABOOBNAGAR | 07.05.2011 | 0.0097441 | Submitted vide Distribution True-up petition for 2nd control Period as Annexure-I | Submitted vide Distribution True-up petition for 2nd control Period as Annexure-I
2421 | C10-Erec.of addl DTR's for conversion of | MAHABOOBNAGAR | 28.04.2011 | 0.0064403 | Submitted vide Distribution True-up petition for 2nd control Period as Annexure-I | Submitted vide Distribution True-up petition for 2nd control Period as Annexure-I
2422 | C10-Erec.of addl DTR's for conversion of | MAHABOOBNAGAR | 28.04.2011 | 0.0052199 | Submitted vide Distribution True-up petition for 2nd control Period as Annexure-I | Submitted vide Distribution True-up petition for 2nd control Period as Annexure-I
2423 | Estimate for Erection of 1 No. 25 KVA Ad | MAHABOOBNAGAR | 11.06.2012 | 0.010755 | Submitted vide Distribution True-up petition for 2nd control Period as Annexure-I | Submitted vide Distribution True-up petition for 2nd control Period as Annexure-I
2424 | The proposal for Erection of 1no.100KVA | MAHABOOBNAGAR | 08.06.2012 | 0.004601 | Submitted vide Distribution True-up petition for 2nd control Period as Annexure-I | Submitted vide Distribution True-up petition for 2nd control Period as Annexure-I
2425 | Erection of 1no 25KVA Additional DTR to | MAHABOOBNAGAR | 08.06.2012 | 0.021319 | Submitted vide Distribution True-up petition for 2nd control Period as Annexure-I | Submitted vide Distribution True-up petition for 2nd control Period as Annexure-I
2426 | Erection of 1 No.100 KVA Addl DTR to rel | MAHABOOBNAGAR | 11.06.2012 | 0.00058297 | Submitted vide Distribution True-up petition for 2nd control Period as Annexure-I | Submitted vide Distribution True-up petition for 2nd control Period as Annexure-I
2427 | Erection of 25 KVA DTR for releasing of | MAHABOOBNAGAR | 30.04.2011 | 0.010326 | Submitted vide Distribution True-up petition for 2nd control Period as Annexure-I | Submitted vide Distribution True-up petition for 2nd control Period as Annexure-I
2428 | Erection of 1No 25 KVA DTR to releasing | MAHABOOBNAGAR | 30.04.2011 | 0.012307 | Submitted vide Distribution True-up petition for 2nd control Period as Annexure-I | Submitted vide Distribution True-up petition for 2nd control Period as Annexure-I
2429 | E/s 1 No.5 HP AGL load to Sri K.Anantha | MAHABOOBNAGAR | 30.04.2011 | 0.0015404 | Submitted vide Distribution True-up petition for 2nd control Period as Annexure-I | Submitted vide Distribution True-up petition for 2nd control Period as Annexure-I
2430 | Erection of 1no 25KVA DTR for releasing | MAHABOOBNAGAR | 14.04.2011 | 0.010259 | Submitted vide Distribution True-up petition for 2nd control Period as Annexure-I | Submitted vide Distribution True-up petition for 2nd control Period as Annexure-I
2431 | E/S to 2no's Agl load's (2X5=10HP)for re | MAHABOOBNAGAR | 30.04.2011 | 0.0028323 | Submitted vide Distribution True-up petition for 2nd control Period as Annexure-I | Submitted vide Distribution True-up petition for 2nd control Period as Annexure-I
2432 | E/s For 1 No 100 KVA DTR on SS-III At Ma | MAHABOOBNAGAR | 11.06.2012 | 0.012816 | Submitted vide Distribution True-up petition for 2nd control Period as Annexure-I | Submitted vide Distribution True-up petition for 2nd control Period as Annexure-I
2433 | Releasing of 3no's(3X5=15HP) Agl load's | MAHABOOBNAGAR | 23.07.2011 | 0.0045949 | Submitted vide Distribution True-up petition for 2nd control Period as Annexure-I | Submitted vide Distribution True-up petition for 2nd control Period as Annexure-I
2434 | Estimate for Fixing of 46 No's Single ph | MAHABOOBNAGAR | 17.04.2011 | 0.0013662 | Submitted vide Distribution True-up petition for 2nd control Period as Annexure-I | Submitted vide Distribution True-up petition for 2nd control Period as Annexure-I
2435 | Estimate for Fixing of 46 No's Single ph | MAHABOOBNAGAR | 17.04.2011 | 0.0013662 | Submitted vide Distribution True-up petition for 2nd control Period as Annexure-I | Submitted vide Distribution True-up petition for 2nd control Period as Annexure-I
2436 | Estimate for Fixing of 46 No's Single ph | MAHABOOBNAGAR | 17.04.2011 | 0.0013662 | Submitted vide Distribution True-up petition for 2nd control Period as Annexure-I | Submitted vide Distribution True-up petition for 2nd control Period as Annexure-I
2437 | Estimate for Fixing of 46 No's Single ph | MAHABOOBNAGAR | 17.04.2011 | 0.0013662 | Submitted vide Distribution True-up petition for 2nd control Period as Annexure-I | Submitted vide Distribution True-up petition for 2nd control Period as Annexure-I
2438 | Estimate for Fixing of 46 No's Single ph | MAHABOOBNAGAR | 17.04.2011 | 0.0013662 | Submitted vide Distribution True-up petition for 2nd control Period as Annexure-I | Submitted vide Distribution True-up petition for 2nd control Period as Annexure-I
2439 | Estimate for Fixing of 46 No's Single ph | MAHABOOBNAGAR | 17.04.2011 | 0.0013662 | Submitted vide Distribution True-up petition for 2nd control Period as Annexure-I | Submitted vide Distribution True-up petition for 2nd control Period as Annexure-I
2440 | Estimate for Fixing of 46 No's Single ph | MAHABOOBNAGAR | 17.04.2011 | 0.0013662 | Submitted vide Distribution True-up petition for 2nd control Period as Annexure-I | Submitted vide Distribution True-up petition for 2nd control Period as Annexure-I
2441 | Estimate for Fixing of 46 No's Single ph | MAHABOOBNAGAR | 17.04.2011 | 0.0013662 | Submitted vide Distribution True-up petition for 2nd control Period as Annexure-I | Submitted vide Distribution True-up petition for 2nd control Period as Annexure-I
2442 | Estimate for Fixing of 46 No's Single ph | MAHABOOBNAGAR | 17.04.2011 | 0.0013662 | Submitted vide Distribution True-up petition for 2nd control Period as Annexure-I | Submitted vide Distribution True-up petition for 2nd control Period as Annexure-I
2443 | Estimate for Fixing of 46 No's Single ph | MAHABOOBNAGAR | 17.04.2011 | 0.0013662 | Submitted vide Distribution True-up petition for 2nd control Period as Annexure-I | Submitted vide Distribution True-up petition for 2nd control Period as Annexure-I
2444 | Estimate for Fixing of 46 No's Single ph | MAHABOOBNAGAR | 17.04.2011 | 0.0013662 | Submitted vide Distribution True-up petition for 2nd control Period as Annexure-I | Submitted vide Distribution True-up petition for 2nd control Period as Annexure-I
2445 | Estimate for Fixing of 46 No's Single ph | MAHABOOBNAGAR | 17.04.2011 | 0.0013662 | Submitted vide Distribution True-up petition for 2nd control Period as Annexure-I | Submitted vide Distribution True-up petition for 2nd control Period as Annexure-I
2446 | Estimate for Fixing of 46 No's Single ph | MAHABOOBNAGAR | 17.04.2011 | 0.0013662 | Submitted vide Distribution True-up petition for 2nd control Period as Annexure-I | Submitted vide Distribution True-up petition for 2nd control Period as Annexure-I
2447 | Estimate for Fixing of 46 No's Single ph | MAHABOOBNAGAR | 17.04.2011 | 0.0013662 | Submitted vide Distribution True-up petition for 2nd control Period as Annexure-I | Submitted vide Distribution True-up petition for 2nd control Period as Annexure-I
2448 | Estimate for Fixing of 46 No's Single ph | MAHABOOBNAGAR | 16.04.2011 | 0.0013662 | Submitted vide Distribution True-up petition for 2nd control Period as Annexure-I | Submitted vide Distribution True-up petition for 2nd control Period as Annexure-I
2449 | Estimate for Fixing of 46 No's Single ph | MAHABOOBNAGAR | 17.04.2011 | 0.0027324 | Submitted vide Distribution True-up petition for 2nd control Period as Annexure-I | Submitted vide Distribution True-up petition for 2nd control Period as Annexure-I
2450 | Estimate for Fixing of 46 No's Single ph | MAHABOOBNAGAR | 17.04.2011 | 0.0013662 | Submitted vide Distribution True-up petition for 2nd control Period as Annexure-I | Submitted vide Distribution True-up petition for 2nd control Period as Annexure-I
2451 | Estimate for Fixing of 46 No's Single ph | MAHABOOBNAGAR | 17.04.2011 | 0.0013662 | Submitted vide Distribution True-up petition for 2nd control Period as Annexure-I | Submitted vide Distribution True-up petition for 2nd control Period as Annexure-I
2452 | Estimate for Fixing of 46 No's Single ph | MAHABOOBNAGAR | 17.04.2011 | 0.0013662 | Submitted vide Distribution True-up petition for 2nd control Period as Annexure-I | Submitted vide Distribution True-up petition for 2nd control Period as Annexure-I
2453 | Estimate for Fixing of 46 No's Single ph | MAHABOOBNAGAR | 17.04.2011 | 0.0013662 | Submitted vide Distribution True-up petition for 2nd control Period as Annexure-I | Submitted vide Distribution True-up petition for 2nd control Period as Annexure-I
2454 | Estimate for Fixing of 46 No's Single ph | MAHABOOBNAGAR | 17.04.2011 | 0.0013662 | Submitted vide Distribution True-up petition for 2nd control Period as Annexure-I | Submitted vide Distribution True-up petition for 2nd control Period as Annexure-I
2455 | Estimate for Fixing of 46 No's Single ph | MAHABOOBNAGAR | 17.04.2011 | 0.0013662 | Submitted vide Distribution True-up petition for 2nd control Period as Annexure-I | Submitted vide Distribution True-up petition for 2nd control Period as Annexure-I
2456 | Estimate for Fixing of 46 No's Single ph | MAHABOOBNAGAR | 17.04.2011 | 0.0013662 | Submitted vide Distribution True-up petition for 2nd control Period as Annexure-I | Submitted vide Distribution True-up petition for 2nd control Period as Annexure-I
2457 | Estimate for Fixing of 46 No's Single ph | MAHABOOBNAGAR | 17.04.2011 | 0.0013662 | Submitted vide Distribution True-up petition for 2nd control Period as Annexure-I | Submitted vide Distribution True-up petition for 2nd control Period as Annexure-I
2458 | Estimate for Fixing of 46 No's Single ph | MAHABOOBNAGAR | 17.04.2011 | 0.0013662 | Submitted vide Distribution True-up petition for 2nd control Period as Annexure-I | Submitted vide Distribution True-up petition for 2nd control Period as Annexure-I
2459 | Estimate for Fixing of 46 No's Single ph | MAHABOOBNAGAR | 17.04.2011 | 0.0013662 | Submitted vide Distribution True-up petition for 2nd control Period as Annexure-I | Submitted vide Distribution True-up petition for 2nd control Period as Annexure-I
2460 | Erection of 25 KVA 3Phase DTR for releas | MAHABOOBNAGAR | 06.04.2011 | 0.0084427 | Submitted vide Distribution True-up petition for 2nd control Period as Annexure-I | Submitted vide Distribution True-up petition for 2nd control Period as Annexure-I
2461 | E/s to 1No. 5HP Agl load to Sri. R.Laxma | MAHABOOBNAGAR | 30.12.2011 | 0.00046151 | Submitted vide Distribution True-up petition for 2nd control Period as Annexure-I | Submitted vide Distribution True-up petition for 2nd control Period as Annexure-I
2462 | Supply and Erection of 1/3rd AB switches | MAHABOOBNAGAR | 08.06.2012 | 0.010208 | Submitted vide Distribution True-up petition for 2nd control Period as Annexure-I | Submitted vide Distribution True-up petition for 2nd control Period as Annexure-I
2463 | Extension of HT supply to M/s Manikanta | MAHABOOBNAGAR | 24.04.2011 | 0.0041085 | Submitted vide Distribution True-up petition for 2nd control Period as Annexure-I | Submitted vide Distribution True-up petition for 2nd control Period as Annexure-I
2464 | Erection of 1No 25 KVA DTR for releasing | MAHABOOBNAGAR | 26.04.2011 | 0.012635 | Submitted vide Distribution True-up petition for 2nd control Period as Annexure-I | Submitted vide Distribution True-up petition for 2nd control Period as Annexure-I
2465 | E/S for Extetion of supply to 1No.10KW N | MAHABOOBNAGAR | 07.06.2011 | 0.00014406 | Submitted vide Distribution True-up petition for 2nd control Period as Annexure-I | Submitted vide Distribution True-up petition for 2nd control Period as Annexure-I
2466 | Erection of 1No. 25KVA Addl. DTR on SS-V | MAHABOOBNAGAR | 08.06.2012 | 0.0094027 | Submitted vide Distribution True-up petition for 2nd control Period as Annexure-I | Submitted vide Distribution True-up petition for 2nd control Period as Annexure-I
2467 | Erection of 1No. 100KVA Addl. DTR on SS- | MAHABOOBNAGAR | 08.06.2012 | 0.0054993 | Submitted vide Distribution True-up petition for 2nd control Period as Annexure-I | Submitted vide Distribution True-up petition for 2nd control Period as Annexure-I
2468 | E/S TO SHIFTING OF 1NO 25KVA DTR FROM BA | MAHABOOBNAGAR | 11.06.2012 | 0.0052072 | Submitted vide Distribution True-up petition for 2nd control Period as Annexure-I | Submitted vide Distribution True-up petition for 2nd control Period as Annexure-I
2469 | 10no CI PIPE EARTHINGS AT DEVARKADRA(m) | MAHABOOBNAGAR | 11.06.2012 | 0.0045936 | Submitted vide Distribution True-up petition for 2nd control Period as Annexure-I | Submitted vide Distribution True-up petition for 2nd control Period as Annexure-I
2470 | 10no CI PIPE EARTHINGS AT DEVARKADRA(m) | MAHABOOBNAGAR | 11.06.2012 | 0.0045936 | Submitted vide Distribution True-up petition for 2nd control Period as Annexure-I | Submitted vide Distribution True-up petition for 2nd control Period as Annexure-I
2471 | 10no CI PIPE EARTHINGS AT DEVARKADRA(m) | MAHABOOBNAGAR | 11.06.2012 | 0.005053 | Submitted vide Distribution True-up petition for 2nd control Period as Annexure-I | Submitted vide Distribution True-up petition for 2nd control Period as Annexure-I
2472 | 10no CI PIPE EARTHINGS AT DEVARKADRA(m) | MAHABOOBNAGAR | 11.06.2012 | 0.0045936 | Submitted vide Distribution True-up petition for 2nd control Period as Annexure-I | Submitted vide Distribution True-up petition for 2nd control Period as Annexure-I
2473 | PROVIDING 10NO CI PIPE EARTHING AT VARIO | MAHABOOBNAGAR | 11.06.2012 | 0.0045936 | Submitted vide Distribution True-up petition for 2nd control Period as Annexure-I | Submitted vide Distribution True-up petition for 2nd control Period as Annexure-I
2474 | 10no CI PIPE EARTHINGS AT DEVARKADRA(m) | MAHABOOBNAGAR | 11.06.2012 | 0.0045936 | Submitted vide Distribution True-up petition for 2nd control Period as Annexure-I | Submitted vide Distribution True-up petition for 2nd control Period as Annexure-I
2475 | Estimate for erection of 1No. 63KVA Addl | MAHABOOBNAGAR | 08.06.2012 | 0.0015928 | Submitted vide Distribution True-up petition for 2nd control Period as Annexure-I | Submitted vide Distribution True-up petition for 2nd control Period as Annexure-I
2476 | The proposal for service connection of 1 | MAHABOOBNAGAR | 07.04.2011 | 0.00014406 | Submitted vide Distribution True-up petition for 2nd control Period as Annexure-I | Submitted vide Distribution True-up petition for 2nd control Period as Annexure-I
2477 | E/S TO ERECTION OF 1NO 100KVA ADDL DTR O | MAHABOOBNAGAR | 11.06.2012 | 0.017354 | Submitted vide Distribution True-up petition for 2nd control Period as Annexure-I | Submitted vide Distribution True-up petition for 2nd control Period as Annexure-I
2478 | Erection of 1no 25KVA DTR for releasing | MAHABOOBNAGAR | 07.04.2011 | 0.012215 | Submitted vide Distribution True-up petition for 2nd control Period as Annexure-I | Submitted vide Distribution True-up petition for 2nd control Period as Annexure-I
2479 | Erection of 1no 25KVA DTR for releasing | MAHABOOBNAGAR | 31.10.2011 | 0.0078073 | Submitted vide Distribution True-up petition for 2nd control Period as Annexure-I | Submitted vide Distribution True-up petition for 2nd control Period as Annexure-I
2480 | Erection of 1no 25KVA DTR for releasing | MAHABOOBNAGAR | 11.05.2011 | 0.0084849 | Submitted vide Distribution True-up petition for 2nd control Period as Annexure-I | Submitted vide Distribution True-up petition for 2nd control Period as Annexure-I
2481 | Erection of 1no 25KVA DTR for releasing | MAHABOOBNAGAR | 29.07.2011 | 0.0087117 | Submitted vide Distribution True-up petition for 2nd control Period as Annexure-I | Submitted vide Distribution True-up petition for 2nd control Period as Annexure-I
2482 | Estimate for erection of 1No 25KVA Addl. | MAHABOOBNAGAR | 11.06.2012 | 0.010807 | Submitted vide Distribution True-up petition for 2nd control Period as Annexure-I | Submitted vide Distribution True-up petition for 2nd control Period as Annexure-I
2483 | Providing of concreting, GI flat LT fus | MAHABOOBNAGAR | 08.06.2012 | 0.0025695 | Submitted vide Distribution True-up petition for 2nd control Period as Annexure-I | Submitted vide Distribution True-up petition for 2nd control Period as Annexure-I
2484 | Providing of concreting, Supply of Pann | MAHABOOBNAGAR | 08.06.2012 | 0.0022858 | Submitted vide Distribution True-up petition for 2nd control Period as Annexure-I | Submitted vide Distribution True-up petition for 2nd control Period as Annexure-I
2485 | Providing of earthing and other miscella | MAHABOOBNAGAR | 08.06.2012 | 0.002387 | Submitted vide Distribution True-up petition for 2nd control Period as Annexure-I | Submitted vide Distribution True-up petition for 2nd control Period as Annexure-I
2486 | Providing of earthing, Concreting, Supp | MAHABOOBNAGAR | 08.06.2012 | 0.002343 | Submitted vide Distribution True-up petition for 2nd control Period as Annexure-I | Submitted vide Distribution True-up petition for 2nd control Period as Annexure-I
2487 | E/S TO ERECTIN OF 1NO 100KVA Addl DTR on | MAHABOOBNAGAR | 11.06.2012 | 0.019235 | Submitted vide Distribution True-up petition for 2nd control Period as Annexure-I | Submitted vide Distribution True-up petition for 2nd control Period as Annexure-I
2488 | Estimate for erection of 1no 25KVA DTR f | MAHABOOBNAGAR | 10.06.2011 | 0.012534 | Submitted vide Distribution True-up petition for 2nd control Period as Annexure-I | Submitted vide Distribution True-up petition for 2nd control Period as Annexure-I
2489 | E/S TO 1NO 25KVA CAT-VA KISTAPUR(V)IN DH | MAHABOOBNAGAR | 05.05.2011 | 0.016846 | Submitted vide Distribution True-up petition for 2nd control Period as Annexure-I | Submitted vide Distribution True-up petition for 2nd control Period as Annexure-I
2490 | Estimate proposal for erection of 1No. 2 | MAHABOOBNAGAR | 25.04.2011 | 0.017355 | Submitted vide Distribution True-up petition for 2nd control Period as Annexure-I | Submitted vide Distribution True-up petition for 2nd control Period as Annexure-I
2491 | E/S for Erction of 0.195 km LT AB cable | MAHABOOBNAGAR | 03.06.2011 | 0.001351 | Submitted vide Distribution True-up petition for 2nd control Period as Annexure-I | Submitted vide Distribution True-up petition for 2nd control Period as Annexure-I
2492 | Estimate for Extention of vsupply to 1 N | MAHABOOBNAGAR | 18.04.2011 | 0.00071516 | Submitted vide Distribution True-up petition for 2nd control Period as Annexure-I | Submitted vide Distribution True-up petition for 2nd control Period as Annexure-I
2493 | Erection of 1Nos 25KVA DTR for releasing | MAHABOOBNAGAR | 27.03.2012 | 0.010016 | Submitted vide Distribution True-up petition for 2nd control Period as Annexure-I | Submitted vide Distribution True-up petition for 2nd control Period as Annexure-I
2494 | Erection of Addl 25 KVA DTR to Relieve o | MAHABOOBNAGAR | 11.06.2012 | 0.010225 | Submitted vide Distribution True-up petition for 2nd control Period as Annexure-I | Submitted vide Distribution True-up petition for 2nd control Period as Annexure-I
2495 | E/S for extention of supply to 1 No. 10K | MAHABOOBNAGAR | 25.05.2011 | 0.014303 | Submitted vide Distribution True-up petition for 2nd control Period as Annexure-I | Submitted vide Distribution True-up petition for 2nd control Period as Annexure-I
2496 | E/S to Erection of 1NO. 100 KVA Addl DTR | MAHABOOBNAGAR | 11.06.2012 | 0.020639 | Submitted vide Distribution True-up petition for 2nd control Period as Annexure-I | Submitted vide Distribution True-up petition for 2nd control Period as Annexure-I
2497 | Estimate for erection of 1 no 100KVA Add | MAHABOOBNAGAR | 08.06.2012 | 0.016305 | Submitted vide Distribution True-up petition for 2nd control Period as Annexure-I | Submitted vide Distribution True-up petition for 2nd control Period as Annexure-I
2498 | Estimate for errection of LT water works | MAHABOOBNAGAR | 30.04.2011 | 0.0094776 | Submitted vide Distribution True-up petition for 2nd control Period as Annexure-I | Submitted vide Distribution True-up petition for 2nd control Period as Annexure-I
2499 | Estimate for errection of LT water works | MAHABOOBNAGAR | 27.05.2011 | 0.0070604 | Submitted vide Distribution True-up petition for 2nd control Period as Annexure-I | Submitted vide Distribution True-up petition for 2nd control Period as Annexure-I
2500 | Estimate for ectification/ errection of1 | MAHABOOBNAGAR | 27.05.2011 | 0.0081379 | Submitted vide Distribution True-up petition for 2nd control Period as Annexure-I | Submitted vide Distribution True-up petition for 2nd control Period as Annexure-I
2501 | Estimate for errection of 11 KV water w | MAHABOOBNAGAR | 23.04.2011 | 0.0093821 | Submitted vide Distribution True-up petition for 2nd control Period as Annexure-I | Submitted vide Distribution True-up petition for 2nd control Period as Annexure-I
2502 | Estimate for erection of 11 KV Water Wo | MAHABOOBNAGAR | 23.04.2011 | 0.0098004 | Submitted vide Distribution True-up petition for 2nd control Period as Annexure-I | Submitted vide Distribution True-up petition for 2nd control Period as Annexure-I
2503 | Estimate for Extension to 3No.5Hp (3x5=1 | MAHABOOBNAGAR | 17.04.2011 | 0.0039275 | Submitted vide Distribution True-up petition for 2nd control Period as Annexure-I | Submitted vide Distribution True-up petition for 2nd control Period as Annexure-I
2504 | Estimate for extension to 3 No each 5HP | MAHABOOBNAGAR | 17.04.2011 | 0.0039275 | Submitted vide Distribution True-up petition for 2nd control Period as Annexure-I | Submitted vide Distribution True-up petition for 2nd control Period as Annexure-I
2505 | Estimate for Extension to 3No.5Hp (3x5=1 | MAHABOOBNAGAR | 17.04.2011 | 0.0040498 | Submitted vide Distribution True-up petition for 2nd control Period as Annexure-I | Submitted vide Distribution True-up petition for 2nd control Period as Annexure-I
2506 | Estimate for extension to 3 No each 5HP | MAHABOOBNAGAR | 17.04.2011 | 0.0040532 | Submitted vide Distribution True-up petition for 2nd control Period as Annexure-I | Submitted vide Distribution True-up petition for 2nd control Period as Annexure-I
2507 | Estimate for Extension to 3No.5Hp (3x5=1 | MAHABOOBNAGAR | 17.04.2011 | 0.0040947 | Submitted vide Distribution True-up petition for 2nd control Period as Annexure-I | Submitted vide Distribution True-up petition for 2nd control Period as Annexure-I
2508 | Erection of 1 No 100KVA three phase DTR | MAHABOOBNAGAR | 11.06.2012 | 0.02231 | Submitted vide Distribution True-up petition for 2nd control Period as Annexure-I | Submitted vide Distribution True-up petition for 2nd control Period as Annexure-I
2509 | Erection of 1No 25KVA Additional DTR for | MAHABOOBNAGAR | 11.06.2012 | 0.011076 | Submitted vide Distribution True-up petition for 2nd control Period as Annexure-I | Submitted vide Distribution True-up petition for 2nd control Period as Annexure-I
2510 | Erection of 1No 25KVA Additional DTR for | MAHABOOBNAGAR | 11.06.2012 | 0.012212 | Submitted vide Distribution True-up petition for 2nd control Period as Annexure-I | Submitted vide Distribution True-up petition for 2nd control Period as Annexure-I
2511 | Erection of 1no 25KVA Additional DTR for | MAHABOOBNAGAR | 11.06.2012 | 0.011376 | Submitted vide Distribution True-up petition for 2nd control Period as Annexure-I | Submitted vide Distribution True-up petition for 2nd control Period as Annexure-I
2512 | Estimate for Errection of 2MVAR Capacito | MAHABOOBNAGAR | 08.06.2012 | 0.0054878 | Submitted vide Distribution True-up petition for 2nd control Period as Annexure-I | Submitted vide Distribution True-up petition for 2nd control Period as Annexure-I
2513 | Estimate for erection of 1 No 25KVA Addl | MAHABOOBNAGAR | 08.06.2012 | 0.018218 | Submitted vide Distribution True-up petition for 2nd control Period as Annexure-I | Submitted vide Distribution True-up petition for 2nd control Period as Annexure-I
2514 | Estimate for erection of 1 No 25KVA AddL | MAHABOOBNAGAR | 08.06.2012 | 0.010706 | Submitted vide Distribution True-up petition for 2nd control Period as Annexure-I | Submitted vide Distribution True-up petition for 2nd control Period as Annexure-I
2515 | Extension of HT supply to M/s Naidu Ston | MAHABOOBNAGAR | 24.04.2011 | 0.0039218 | Submitted vide Distribution True-up petition for 2nd control Period as Annexure-I | Submitted vide Distribution True-up petition for 2nd control Period as Annexure-I
2516 | Extension of 24Hrs supply from 7Hrs Naga | MAHABOOBNAGAR | 28.04.2011 | 0.022654 | Submitted vide Distribution True-up petition for 2nd control Period as Annexure-I | Submitted vide Distribution True-up petition for 2nd control Period as Annexure-I
2517 | E/S TO RELEASE OF 3NO 5HP AGL LOADS UNDE | MAHABOOBNAGAR | 05.05.2011 | 0.0040519 | Submitted vide Distribution True-up petition for 2nd control Period as Annexure-I | Submitted vide Distribution True-up petition for 2nd control Period as Annexure-I
2518 | E/STO RELEASE OF 3NO 5HP AGL LOADS UNDE | MAHABOOBNAGAR | 05.05.2011 | 0.004287 | Submitted vide Distribution True-up petition for 2nd control Period as Annexure-I | Submitted vide Distribution True-up petition for 2nd control Period as Annexure-I
2519 | E/S TO RELEASE OF 3NO 5HP AGL LOADS UNDE | MAHABOOBNAGAR | 05.05.2011 | 0.0047477 | Submitted vide Distribution True-up petition for 2nd control Period as Annexure-I | Submitted vide Distribution True-up petition for 2nd control Period as Annexure-I
2520 | Errection of 3x25KVADTR for releasing of | MAHABOOBNAGAR | 08.12.2011 | 0.038713 | Submitted vide Distribution True-up petition for 2nd control Period as Annexure-I | Submitted vide Distribution True-up petition for 2nd control Period as Annexure-I
2521 | Estimate proposal for erection of 1 No 2 | MAHABOOBNAGAR | 11.06.2012 | 0.012297 | Submitted vide Distribution True-up petition for 2nd control Period as Annexure-I | Submitted vide Distribution True-up petition for 2nd control Period as Annexure-I
2522 | Estimate for erection of 1No 100 KVA add | MAHABOOBNAGAR | 11.06.2012 | 0.025956 | Submitted vide Distribution True-up petition for 2nd control Period as Annexure-I | Submitted vide Distribution True-up petition for 2nd control Period as Annexure-I
2523 | Estimate for erection of 1no 100kva addi | MAHABOOBNAGAR | 11.06.2012 | 0.02489 | Submitted vide Distribution True-up petition for 2nd control Period as Annexure-I | Submitted vide Distribution True-up petition for 2nd control Period as Annexure-I
2524 | Estimate for erection of 1No 100KVA Addl | MAHABOOBNAGAR | 11.06.2012 | 0.020808 | Submitted vide Distribution True-up petition for 2nd control Period as Annexure-I | Submitted vide Distribution True-up petition for 2nd control Period as Annexure-I
2525 | Erection of 1no 15KVA Addl. DTR to reli | MAHABOOBNAGAR | 08.06.2012 | 0.0035181 | Submitted vide Distribution True-up petition for 2nd control Period as Annexure-I | Submitted vide Distribution True-up petition for 2nd control Period as Annexure-I
2526 | Extension of supply to 15 Nos single pha | MAHABOOBNAGAR | 24.04.2011 | 0.0014231 | Submitted vide Distribution True-up petition for 2nd control Period as Annexure-I | Submitted vide Distribution True-up petition for 2nd control Period as Annexure-I
2527 | Estimate for extension to 3 No each 5HP | MAHABOOBNAGAR | 17.04.2011 | 0.003609 | Submitted vide Distribution True-up petition for 2nd control Period as Annexure-I | Submitted vide Distribution True-up petition for 2nd control Period as Annexure-I
2528 | Estimate for extension to 3 No each 5HP | MAHABOOBNAGAR | 17.04.2011 | 0.0035789 | Submitted vide Distribution True-up petition for 2nd control Period as Annexure-I | Submitted vide Distribution True-up petition for 2nd control Period as Annexure-I
2529 | Estimate for extension to 3 No each 5HP | MAHABOOBNAGAR | 17.04.2011 | 0.0036147 | Submitted vide Distribution True-up petition for 2nd control Period as Annexure-I | Submitted vide Distribution True-up petition for 2nd control Period as Annexure-I
2530 | Estimate for erection of 0.455 Km LT AB | MAHABOOBNAGAR | 17.04.2011 | 0.0032482 | Submitted vide Distribution True-up petition for 2nd control Period as Annexure-I | Submitted vide Distribution True-up petition for 2nd control Period as Annexure-I
2531 | Estimate for erection of 0.455 Km LT AB | MAHABOOBNAGAR | 17.04.2011 | 0.0032482 | Submitted vide Distribution True-up petition for 2nd control Period as Annexure-I | Submitted vide Distribution True-up petition for 2nd control Period as Annexure-I
2532 | Estimate for erection of 0.195 Km LT AB | MAHABOOBNAGAR | 17.04.2011 | 0.0014472 | Submitted vide Distribution True-up petition for 2nd control Period as Annexure-I | Submitted vide Distribution True-up petition for 2nd control Period as Annexure-I
2533 | Estimate for erection of 1 No. 25KVA DTR | MAHABOOBNAGAR | 10.01.2012 | 0.013336 | Submitted vide Distribution True-up petition for 2nd control Period as Annexure-I | Submitted vide Distribution True-up petition for 2nd control Period as Annexure-I
2534 | Estimate for erection of 1 No. 25KVA DTR | MAHABOOBNAGAR | 20.04.2011 | 0.0073408 | Submitted vide Distribution True-up petition for 2nd control Period as Annexure-I | Submitted vide Distribution True-up petition for 2nd control Period as Annexure-I
2535 | Estimate for erection of LT Water Works | MAHABOOBNAGAR | 20.04.2011 | 0.006754 | Submitted vide Distribution True-up petition for 2nd control Period as Annexure-I | Submitted vide Distribution True-up petition for 2nd control Period as Annexure-I
2536 | E/Sfor Release of 5ns. Agl at Nizambad | MAHABOOBNAGAR | 16.05.2011 | 0.013271 | Submitted vide Distribution True-up petition for 2nd control Period as Annexure-I | Submitted vide Distribution True-up petition for 2nd control Period as Annexure-I
2537 | E/S TO 1NO 25KVA UNDER CAT-VA AT APPMPAL | MAHABOOBNAGAR | 05.05.2011 | 0.010099 | Submitted vide Distribution True-up petition for 2nd control Period as Annexure-I | Submitted vide Distribution True-up petition for 2nd control Period as Annexure-I
2538 | Estimate for Extension of supply to 8Nos | MAHABOOBNAGAR | 07.04.2011 | 0.0043311 | Submitted vide Distribution True-up petition for 2nd control Period as Annexure-I | Submitted vide Distribution True-up petition for 2nd control Period as Annexure-I
2539 | Errection of 02 Nos 25 KVA DTRs at Thati | MAHABOOBNAGAR | 08.06.2012 | 0.020856 | Submitted vide Distribution True-up petition for 2nd control Period as Annexure-I | Submitted vide Distribution True-up petition for 2nd control Period as Annexure-I
2540 | Estimate for Extension of supply to 4Nos | MAHABOOBNAGAR | 13.05.2011 | 0.0050421 | Submitted vide Distribution True-up petition for 2nd control Period as Annexure-I | Submitted vide Distribution True-up petition for 2nd control Period as Annexure-I
2541 | Estimate for Extension of supply to 4Nos | MAHABOOBNAGAR | 13.05.2011 | 0.0050421 | Submitted vide Distribution True-up petition for 2nd control Period as Annexure-I | Submitted vide Distribution True-up petition for 2nd control Period as Annexure-I
2542 | Estimate for Extension of supply to 4Nos | MAHABOOBNAGAR | 13.05.2011 | 0.0050421 | Submitted vide Distribution True-up petition for 2nd control Period as Annexure-I | Submitted vide Distribution True-up petition for 2nd control Period as Annexure-I
2543 | Estimate for Extension of supply to 4Nos | MAHABOOBNAGAR | 13.05.2011 | 0.0050421 | Submitted vide Distribution True-up petition for 2nd control Period as Annexure-I | Submitted vide Distribution True-up petition for 2nd control Period as Annexure-I
2544 | E/S TO ERECTION OF 1NO 100KVA ADDL DTR O | MAHABOOBNAGAR | 15.03.2013 | 0.0074272 | Submitted vide Distribution True-up petition for 2nd control Period as Annexure-I | Submitted vide Distribution True-up petition for 2nd control Period as Annexure-I
2545 | Estimate for Extension of supply to 4Nos | MAHABOOBNAGAR | 13.05.2011 | 0.0050421 | Submitted vide Distribution True-up petition for 2nd control Period as Annexure-I | Submitted vide Distribution True-up petition for 2nd control Period as Annexure-I
2546 | E/S TO 1NO 100KVA ADDL DTR ON EXISTING 1 | MAHABOOBNAGAR | 15.03.2013 | 0.0051015 | Submitted vide Distribution True-up petition for 2nd control Period as Annexure-I | Submitted vide Distribution True-up petition for 2nd control Period as Annexure-I
2547 | E/S TO 1NO 25KVA ADDL DTR ON EXISTING 10 | MAHABOOBNAGAR | 15.03.2013 | 0.012933 | Submitted vide Distribution True-up petition for 2nd control Period as Annexure-I | Submitted vide Distribution True-up petition for 2nd control Period as Annexure-I
2548 | E/S TO 1NO 25KVA ADDL DTR ON EXISTING 10 | MAHABOOBNAGAR | 11.06.2012 | 0.01356 | Submitted vide Distribution True-up petition for 2nd control Period as Annexure-I | Submitted vide Distribution True-up petition for 2nd control Period as Annexure-I
2549 | E/S TO 1NO 25KVA UNDER CAT-VA AT MUCHINT | MAHABOOBNAGAR | 05.05.2011 | 0.012327 | Submitted vide Distribution True-up petition for 2nd control Period as Annexure-I | Submitted vide Distribution True-up petition for 2nd control Period as Annexure-I
2550 | E/S TO ERECTION OF 2NO 25KVA DTRS UNDER | MAHABOOBNAGAR | 05.05.2011 | 0.021206 | Submitted vide Distribution True-up petition for 2nd control Period as Annexure-I | Submitted vide Distribution True-up petition for 2nd control Period as Annexure-I
2551 | Estimate for Extension of Supply 1No 20 | MAHABOOBNAGAR | 01.04.2011 | 0.016803 | Submitted vide Distribution True-up petition for 2nd control Period as Annexure-I | Submitted vide Distribution True-up petition for 2nd control Period as Annexure-I
2552 | Estimate for Extension of Supplyt o 10 K | MAHABOOBNAGAR | 07.04.2011 | 0.015068 | Submitted vide Distribution True-up petition for 2nd control Period as Annexure-I | Submitted vide Distribution True-up petition for 2nd control Period as Annexure-I
2553 | Estimate for Erection of 1 No. 25 KVA Ad | MAHABOOBNAGAR | 11.06.2012 | 0.01561 | Submitted vide Distribution True-up petition for 2nd control Period as Annexure-I | Submitted vide Distribution True-up petition for 2nd control Period as Annexure-I
2554 | Estimate for Extension of Supply to 74 H | MAHABOOBNAGAR | 26.05.2011 | 0.025554 | Submitted vide Distribution True-up petition for 2nd control Period as Annexure-I | Submitted vide Distribution True-up petition for 2nd control Period as Annexure-I
2555 | E/S TO 1NO100KVA ADDL DTR ON SS-III AT S | MAHABOOBNAGAR | 15.03.2013 | 0.015821 | Submitted vide Distribution True-up petition for 2nd control Period as Annexure-I | Submitted vide Distribution True-up petition for 2nd control Period as Annexure-I
2556 | 1NO 25KVA UNDER CAT-VA AT PATHERCHED(V)I | MAHABOOBNAGAR | 15.03.2013 | 0.013 | Submitted vide Distribution True-up petition for 2nd control Period as Annexure-I | Submitted vide Distribution True-up petition for 2nd control Period as Annexure-I
2557 | 1NO 25KVA UNDER CAT-VA AT PATHERCHED(V0 | MAHABOOBNAGAR | 15.03.2013 | 0.01316 | Submitted vide Distribution True-up petition for 2nd control Period as Annexure-I | Submitted vide Distribution True-up petition for 2nd control Period as Annexure-I
2558 | Estimate for extension of supply to 1No | MAHABOOBNAGAR | 14.04.2011 | 0.00070997 | Submitted vide Distribution True-up petition for 2nd control Period as Annexure-I | Submitted vide Distribution True-up petition for 2nd control Period as Annexure-I
2559 | Conv of LVDS into HVDS on 11 KV Dindi | MAHABOOBNAGAR | 14.04.2011 | 0.1446 | Submitted vide Distribution True-up petition for 2nd control Period as Annexure-I | Submitted vide Distribution True-up petition for 2nd control Period as Annexure-I
2560 | Conv of LVDS into HVDS on 11 KV Kuppagan | MAHABOOBNAGAR | 04.04.2011 | 0.12493 | Submitted vide Distribution True-up petition for 2nd control Period as Annexure-I | Submitted vide Distribution True-up petition for 2nd control Period as Annexure-I
2561 | Conv of LVDS into HVDS on 11 KV Kurmidda | MAHABOOBNAGAR | 02.04.2011 | 0.18176 | Submitted vide Distribution True-up petition for 2nd control Period as Annexure-I | Submitted vide Distribution True-up petition for 2nd control Period as Annexure-I
2562 | Conv of LVDS into HVDS on 11 KV Jupally | MAHABOOBNAGAR | 29.04.2011 | 0.10569 | Submitted vide Distribution True-up petition for 2nd control Period as Annexure-I | Submitted vide Distribution True-up petition for 2nd control Period as Annexure-I
2563 | Conv of LVDS into HVDS on 11 KV DC Pally | MAHABOOBNAGAR | 17.05.2011 | 0.046079 | Submitted vide Distribution True-up petition for 2nd control Period as Annexure-I | Submitted vide Distribution True-up petition for 2nd control Period as Annexure-I
2564 | Estimate for erection of 2X25KVA Addl. D | MAHABOOBNAGAR | 08.06.2012 | 0.017498 | Submitted vide Distribution True-up petition for 2nd control Period as Annexure-I | Submitted vide Distribution True-up petition for 2nd control Period as Annexure-I
2565 | Estimate for releasing of 04 nos Agricul | MAHABOOBNAGAR | 02.05.2011 | 0.012785 | Submitted vide Distribution True-up petition for 2nd control Period as Annexure-I | Submitted vide Distribution True-up petition for 2nd control Period as Annexure-I
2566 | Erection of 1no 25KVA DTR for releasing | MAHABOOBNAGAR | 11.05.2011 | 0.013128 | Submitted vide Distribution True-up petition for 2nd control Period as Annexure-I | Submitted vide Distribution True-up petition for 2nd control Period as Annexure-I
2567 | The proposal envisages for erection of 1 | MAHABOOBNAGAR | 11.05.2011 | 0.011447 | Submitted vide Distribution True-up petition for 2nd control Period as Annexure-I | Submitted vide Distribution True-up petition for 2nd control Period as Annexure-I
2568 | Erection of 1no 25KVA DTR for releasing | MAHABOOBNAGAR | 04.04.2011 | 0.013453 | Submitted vide Distribution True-up petition for 2nd control Period as Annexure-I | Submitted vide Distribution True-up petition for 2nd control Period as Annexure-I
2569 | Erection of 1no 25KVA DTR for releasing | MAHABOOBNAGAR | 27.05.2011 | 0.010018 | Submitted vide Distribution True-up petition for 2nd control Period as Annexure-I | Submitted vide Distribution True-up petition for 2nd control Period as Annexure-I
2570 | E/s to 1no. 45HP Industriel load to Kurn | MAHABOOBNAGAR | 07.06.2011 | 0.012663 | Submitted vide Distribution True-up petition for 2nd control Period as Annexure-I | Submitted vide Distribution True-up petition for 2nd control Period as Annexure-I
2571 | Conv of LVDS into HVDS on 11 KV Pothepal | MAHABOOBNAGAR | 03.04.2011 | 0.18404 | Submitted vide Distribution True-up petition for 2nd control Period as Annexure-I | Submitted vide Distribution True-up petition for 2nd control Period as Annexure-I
2572 | Conv of LVDS into HVDS on 11 KV Peddapur | MAHABOOBNAGAR | 05.04.2011 | 0.15988 | Submitted vide Distribution True-up petition for 2nd control Period as Annexure-I | Submitted vide Distribution True-up petition for 2nd control Period as Annexure-I
2573 | Conv of LVDS into HVDS on 11 KV Pothepal | MAHABOOBNAGAR | 06.04.2011 | 0.14168 | Submitted vide Distribution True-up petition for 2nd control Period as Annexure-I | Submitted vide Distribution True-up petition for 2nd control Period as Annexure-I
2574 | Conv of LVDS into HVDS on 11 KV Ithol Fe | MAHABOOBNAGAR | 26.04.2011 | 0.1342 | Submitted vide Distribution True-up petition for 2nd control Period as Annexure-I | Submitted vide Distribution True-up petition for 2nd control Period as Annexure-I
2575 | Conv of LVDS into HVDS on 11 KV Ithol Fe | MAHABOOBNAGAR | 26.04.2011 | 0.1351 | Submitted vide Distribution True-up petition for 2nd control Period as Annexure-I | Submitted vide Distribution True-up petition for 2nd control Period as Annexure-I
2576 | Conv of LVDS into HVDS on 11 KV Ithol Fe | MAHABOOBNAGAR | 29.04.2011 | 0.08449 | Submitted vide Distribution True-up petition for 2nd control Period as Annexure-I | Submitted vide Distribution True-up petition for 2nd control Period as Annexure-I
2577 | Conv of LVDS into HVDS on 11 KV Ithole F | MAHABOOBNAGAR | 26.04.2011 | 0.094351 | Submitted vide Distribution True-up petition for 2nd control Period as Annexure-I | Submitted vide Distribution True-up petition for 2nd control Period as Annexure-I
2578 | Conv of LVDS into HVDS on 11 KV Peddapur | MAHABOOBNAGAR | 03.04.2011 | 0.046873 | Submitted vide Distribution True-up petition for 2nd control Period as Annexure-I | Submitted vide Distribution True-up petition for 2nd control Period as Annexure-I
2579 | Conv of LVDS into HVDS on 11 KV Pothepal | MAHABOOBNAGAR | 13.04.2011 | 0.11744 | Submitted vide Distribution True-up petition for 2nd control Period as Annexure-I | Submitted vide Distribution True-up petition for 2nd control Period as Annexure-I
2580 | Conv of LVDS into HVDS on 11 KV Pothepal | MAHABOOBNAGAR | 03.04.2011 | 0.11111 | Submitted vide Distribution True-up petition for 2nd control Period as Annexure-I | Submitted vide Distribution True-up petition for 2nd control Period as Annexure-I
2581 | Conv of LVDS into HVDS on 11 KV Pothepal | MAHABOOBNAGAR | 06.04.2011 | 0.075438 | Submitted vide Distribution True-up petition for 2nd control Period as Annexure-I | Submitted vide Distribution True-up petition for 2nd control Period as Annexure-I
2582 | Conv of LVDS into HVDS on 11 KV Kuppagan | MAHABOOBNAGAR | 03.04.2011 | 0.14344 | Submitted vide Distribution True-up petition for 2nd control Period as Annexure-I | Submitted vide Distribution True-up petition for 2nd control Period as Annexure-I
2583 | Conv of LVDS into HVDS on 11 KV Ithol Fe | MAHABOOBNAGAR | 26.04.2011 | 0.089803 | Submitted vide Distribution True-up petition for 2nd control Period as Annexure-I | Submitted vide Distribution True-up petition for 2nd control Period as Annexure-I
2584 | Estimate proposal for re-orientation of | MAHABOOBNAGAR | 08.06.2012 | 0.0039341 | Submitted vide Distribution True-up petition for 2nd control Period as Annexure-I | Submitted vide Distribution True-up petition for 2nd control Period as Annexure-I
2585 | Estimate for Erection of 1 No. 5 HP load | MAHABOOBNAGAR | 19.04.2011 | 0.0012823 | Submitted vide Distribution True-up petition for 2nd control Period as Annexure-I | Submitted vide Distribution True-up petition for 2nd control Period as Annexure-I
2586 | E/S TO 1NO 5HP AGL LOAD UNDER CAT-VA AT | MAHABOOBNAGAR | 23.04.2011 | 0.0011807 | Submitted vide Distribution True-up petition for 2nd control Period as Annexure-I | Submitted vide Distribution True-up petition for 2nd control Period as Annexure-I
2587 | Extention of supply to1 no 10KW Non-Dome | MAHABOOBNAGAR | 03.06.2011 | 0.00070596 | Submitted vide Distribution True-up petition for 2nd control Period as Annexure-I | Submitted vide Distribution True-up petition for 2nd control Period as Annexure-I
2588 | E/S to 1no3HP Non-Domestic service (Poul | MAHABOOBNAGAR | 01.05.2011 | 0.00364 | Submitted vide Distribution True-up petition for 2nd control Period as Annexure-I | Submitted vide Distribution True-up petition for 2nd control Period as Annexure-I
2589 | Estimate for erection of 100KVA Addl.DTR | MAHABOOBNAGAR | 11.06.2012 | 0.020461 | Submitted vide Distribution True-up petition for 2nd control Period as Annexure-I | Submitted vide Distribution True-up petition for 2nd control Period as Annexure-I
2590 | Estimate for Erection of 0.58 Km LT Long | MAHABOOBNAGAR | 08.06.2012 | 0.0043461 | Submitted vide Distribution True-up petition for 2nd control Period as Annexure-I | Submitted vide Distribution True-up petition for 2nd control Period as Annexure-I
2591 | Erection of 1 No. 15KVA Addl.DTR for giv | MAHABOOBNAGAR | 11.06.2012 | 0.0024859 | Submitted vide Distribution True-up petition for 2nd control Period as Annexure-I | Submitted vide Distribution True-up petition for 2nd control Period as Annexure-I
2592 | ERECTION of0.52KM 11KV LINE TOWARDS CHA | MAHABOOBNAGAR | 11.06.2012 | 0.0070456 | Submitted vide Distribution True-up petition for 2nd control Period as Annexure-I | Submitted vide Distribution True-up petition for 2nd control Period as Annexure-I
2593 | E/STOCONVERSION OF 1-PH 2W/L TO 3-PH 5 | MAHABOOBNAGAR | 11.06.2012 | 0.0057364 | Submitted vide Distribution True-up petition for 2nd control Period as Annexure-I | Submitted vide Distribution True-up petition for 2nd control Period as Annexure-I
2594 | Estimate for Erection of 1 No. 25 KVA 3- | MAHABOOBNAGAR | 08.06.2012 | 0.012727 | Submitted vide Distribution True-up petition for 2nd control Period as Annexure-I | Submitted vide Distribution True-up petition for 2nd control Period as Annexure-I
2595 | Extension of supply to 1No 74HP Industri | MAHABOOBNAGAR | 11.05.2011 | 0.033229 | Submitted vide Distribution True-up petition for 2nd control Period as Annexure-I | Submitted vide Distribution True-up petition for 2nd control Period as Annexure-I
2596 | Estimate for erection of 0.650 Km LT AB | MAHABOOBNAGAR | 19.04.2011 | 0.0046594 | Submitted vide Distribution True-up petition for 2nd control Period as Annexure-I | Submitted vide Distribution True-up petition for 2nd control Period as Annexure-I
2597 | Estimate for extension to 3 No each 5HP | MAHABOOBNAGAR | 19.04.2011 | 0.0039554 | Submitted vide Distribution True-up petition for 2nd control Period as Annexure-I | Submitted vide Distribution True-up petition for 2nd control Period as Annexure-I
2598 | Estimate for erection of 0.195 Km LT AB | MAHABOOBNAGAR | 19.04.2011 | 0.0014567 | Submitted vide Distribution True-up petition for 2nd control Period as Annexure-I | Submitted vide Distribution True-up petition for 2nd control Period as Annexure-I
2599 | Erection of 1no 25KVA DTR TO 1NO 10KW ND | MAHABOOBNAGAR | 24.04.2011 | 0.00014406 | Submitted vide Distribution True-up petition for 2nd control Period as Annexure-I | Submitted vide Distribution True-up petition for 2nd control Period as Annexure-I
2600 | E/S to 1no 7KW Addl.load of 7KW to the e | MAHABOOBNAGAR | 03.05.2011 | 0.00053429 | Submitted vide Distribution True-up petition for 2nd control Period as Annexure-I | Submitted vide Distribution True-up petition for 2nd control Period as Annexure-I
2601 | Erection of 25 KVA 3Ph addl DTR to relio | MAHABOOBNAGAR | 05.11.2015 | 0.012454 | Submitted vide Distribution True-up petition for 2nd control Period as Annexure-I | Submitted vide Distribution True-up petition for 2nd control Period as Annexure-I
2602 | Fixing of Meter on SMC Board with access | MAHABOOBNAGAR | 19.05.2012 | 0.021715 | Submitted vide Distribution True-up petition for 2nd control Period as Annexure-I | Submitted vide Distribution True-up petition for 2nd control Period as Annexure-I
2603 | Fixing of Meter on SMC Board with access | MAHABOOBNAGAR | 02.06.2011 | 0.021912 | Submitted vide Distribution True-up petition for 2nd control Period as Annexure-I | Submitted vide Distribution True-up petition for 2nd control Period as Annexure-I
2604 | Fixing of Meter on SMC Board with access | MAHABOOBNAGAR | 29.07.2012 | 0.019365 | Submitted vide Distribution True-up petition for 2nd control Period as Annexure-I | Submitted vide Distribution True-up petition for 2nd control Period as Annexure-I
2605 | Estimate proposal for erection of 1 No 2 | MAHABOOBNAGAR | 11.06.2012 | 0.010909 | Submitted vide Distribution True-up petition for 2nd control Period as Annexure-I | Submitted vide Distribution True-up petition for 2nd control Period as Annexure-I
2606 | Erection of 1 No.100KVA Addl.DTR for giv | MAHABOOBNAGAR | 11.06.2012 | 0.0044704 | Submitted vide Distribution True-up petition for 2nd control Period as Annexure-I | Submitted vide Distribution True-up petition for 2nd control Period as Annexure-I
2607 | E/S TO 2NO 25KVA UNDER CAT-VA AT RAJUPAL | MAHABOOBNAGAR | 15.03.2013 | 0.020316 | Submitted vide Distribution True-up petition for 2nd control Period as Annexure-I | Submitted vide Distribution True-up petition for 2nd control Period as Annexure-I
2608 | Conv of LVDS into HVDS on 11 KV Bramhanp | MAHABOOBNAGAR | 23.04.2011 | 0.20152 | Submitted vide Distribution True-up petition for 2nd control Period as Annexure-I | Submitted vide Distribution True-up petition for 2nd control Period as Annexure-I
2609 | Conv of LVDS into HVDS on 11 KV kotra Fe | MAHABOOBNAGAR | 29.04.2011 | 0.20334 | Submitted vide Distribution True-up petition for 2nd control Period as Annexure-I | Submitted vide Distribution True-up petition for 2nd control Period as Annexure-I
2610 | Conv of LVDS into HVDS on 11 KV Pothepal | MAHABOOBNAGAR | 06.04.2011 | 0.082494 | Submitted vide Distribution True-up petition for 2nd control Period as Annexure-I | Submitted vide Distribution True-up petition for 2nd control Period as Annexure-I
2611 | Conv of LVDS into HVDS on 11 KV Ithol Fe | MAHABOOBNAGAR | 26.04.2011 | 0.050052 | Submitted vide Distribution True-up petition for 2nd control Period as Annexure-I | Submitted vide Distribution True-up petition for 2nd control Period as Annexure-I
2612 | Conv of LVDS into HVDS on 11 KV Kurmidda | MAHABOOBNAGAR | 29.04.2011 | 0.2649 | Submitted vide Distribution True-up petition for 2nd control Period as Annexure-I | Submitted vide Distribution True-up petition for 2nd control Period as Annexure-I
2613 | Conv of LVDS into HVDS on 11 KV Kotra Fe | MAHABOOBNAGAR | 14.04.2011 | 0.080862 | Submitted vide Distribution True-up petition for 2nd control Period as Annexure-I | Submitted vide Distribution True-up petition for 2nd control Period as Annexure-I
2614 | Conv of LVDS into HVDS on 11 KV Peddapur | MAHABOOBNAGAR | 16.04.2011 | 0.066001 | Submitted vide Distribution True-up petition for 2nd control Period as Annexure-I | Submitted vide Distribution True-up petition for 2nd control Period as Annexure-I
2615 | Conv of LVDS into HVDS on 11 KV Pothepal | MAHABOOBNAGAR | 05.04.2011 | 0.076044 | Submitted vide Distribution True-up petition for 2nd control Period as Annexure-I | Submitted vide Distribution True-up petition for 2nd control Period as Annexure-I
2616 | Conv of LVDS into HVDS on 11 KV Peddapoo | MAHABOOBNAGAR | 25.04.2011 | 0.1773 | Submitted vide Distribution True-up petition for 2nd control Period as Annexure-I | Submitted vide Distribution True-up petition for 2nd control Period as Annexure-I
2617 | Ere of 1 no 25 KVA DTR at Elleaguda Kon | MAHABOOBNAGAR | 08.06.2012 | 0.012462 | Submitted vide Distribution True-up petition for 2nd control Period as Annexure-I | Submitted vide Distribution True-up petition for 2nd control Period as Annexure-I
2618 | Conv of LVDS into HVDS on 11 KV Peddapoo | MAHABOOBNAGAR | 16.04.2011 | 0.10523 | Submitted vide Distribution True-up petition for 2nd control Period as Annexure-I | Submitted vide Distribution True-up petition for 2nd control Period as Annexure-I
2619 | E/S to 1No 40HP Industrial load under Ca | MAHABOOBNAGAR | 25.05.2011 | 0.019994 | Submitted vide Distribution True-up petition for 2nd control Period as Annexure-I | Submitted vide Distribution True-up petition for 2nd control Period as Annexure-I
2620 | Conv of LVDS into HVDS on 11 KV Kuppagan | MAHABOOBNAGAR | 14.04.2011 | 0.082108 | Submitted vide Distribution True-up petition for 2nd control Period as Annexure-I | Submitted vide Distribution True-up petition for 2nd control Period as Annexure-I
2621 | Extension of supply to 3 KW Non Domesti | MAHABOOBNAGAR | 20.04.2011 | 0.004019 | Submitted vide Distribution True-up petition for 2nd control Period as Annexure-I | Submitted vide Distribution True-up petition for 2nd control Period as Annexure-I
2622 | Estimate for extension of supply to 1No | MAHABOOBNAGAR | 22.04.2011 | 0.0024859 | Submitted vide Distribution True-up petition for 2nd control Period as Annexure-I | Submitted vide Distribution True-up petition for 2nd control Period as Annexure-I
2623 | Erection of 1no 25KVA DTR for releasing | MAHABOOBNAGAR | 11.05.2011 | 0.013469 | Submitted vide Distribution True-up petition for 2nd control Period as Annexure-I | Submitted vide Distribution True-up petition for 2nd control Period as Annexure-I
2624 | E/S TO 1NO 100KVA ADDL DTR ON SS-I AT YE | MAHABOOBNAGAR | 15.03.2013 | 0.0066873 | Submitted vide Distribution True-up petition for 2nd control Period as Annexure-I | Submitted vide Distribution True-up petition for 2nd control Period as Annexure-I
2625 | E/S to extention of supply to 1 NO.10 H. | MAHABOOBNAGAR | 18.04.2011 | 0.00014406 | Submitted vide Distribution True-up petition for 2nd control Period as Annexure-I | Submitted vide Distribution True-up petition for 2nd control Period as Annexure-I
2626 | Estimate for extension of supply to M/ | MAHABOOBNAGAR | 18.04.2011 | 0.0034541 | Submitted vide Distribution True-up petition for 2nd control Period as Annexure-I | Submitted vide Distribution True-up petition for 2nd control Period as Annexure-I
2627 | E/S to 1No 5HP Agriculture load to Ganap | MAHABOOBNAGAR | 19.04.2011 | 0.0012545 | Submitted vide Distribution True-up petition for 2nd control Period as Annexure-I | Submitted vide Distribution True-up petition for 2nd control Period as Annexure-I
2628 | E/S to 1No 5HP Agriculture load to Smt. | MAHABOOBNAGAR | 19.04.2011 | 0.00094767 | Submitted vide Distribution True-up petition for 2nd control Period as Annexure-I | Submitted vide Distribution True-up petition for 2nd control Period as Annexure-I
2629 | Erection of 33/11KV SS Krishna(V) in Ope | MAHABOOBNAGAR | 06.06.2012 | 0.62643 | Submitted vide Distribution True-up petition for 2nd control Period as Annexure-I | Submitted vide Distribution True-up petition for 2nd control Period as Annexure-I
2630 | E/S for erection o 1 NO. 25 KVA Addl DTR | MAHABOOBNAGAR | 11.06.2012 | 0.012729 | Submitted vide Distribution True-up petition for 2nd control Period as Annexure-I | Submitted vide Distribution True-up petition for 2nd control Period as Annexure-I
2631 | E/S to erection of 1No. 25 KVA Addl DTR | MAHABOOBNAGAR | 11.06.2012 | 0.0093119 | Submitted vide Distribution True-up petition for 2nd control Period as Annexure-I | Submitted vide Distribution True-up petition for 2nd control Period as Annexure-I
2632 | Releasing of 2no's(2X5=10HP)Agl loads at | MAHABOOBNAGAR | 23.07.2011 | 0.0032357 | Submitted vide Distribution True-up petition for 2nd control Period as Annexure-I | Submitted vide Distribution True-up petition for 2nd control Period as Annexure-I
2633 | Erection of 1no 25KVA DTR for releasing | MAHABOOBNAGAR | 27.05.2011 | 0.011984 | Submitted vide Distribution True-up petition for 2nd control Period as Annexure-I | Submitted vide Distribution True-up petition for 2nd control Period as Annexure-I
2634 | Releasing of 1 No 5 HP Agl Load to Sri S | MAHABOOBNAGAR | 04.04.2011 | 0.0017173 | Submitted vide Distribution True-up petition for 2nd control Period as Annexure-I | Submitted vide Distribution True-up petition for 2nd control Period as Annexure-I
2635 | Erection of 25 KVA 3Ph addl DTR to relio | MAHABOOBNAGAR | 08.06.2012 | 0.011052 | Submitted vide Distribution True-up petition for 2nd control Period as Annexure-I | Submitted vide Distribution True-up petition for 2nd control Period as Annexure-I
2636 | E/S to erction of 100 KVA Addl DTR for g | MAHABOOBNAGAR | 11.06.2012 | 0.0040817 | Submitted vide Distribution True-up petition for 2nd control Period as Annexure-I | Submitted vide Distribution True-up petition for 2nd control Period as Annexure-I
2637 | Estimate proposal for erection of 1 No 2 | MAHABOOBNAGAR | 11.06.2012 | 0.010905 | Submitted vide Distribution True-up petition for 2nd control Period as Annexure-I | Submitted vide Distribution True-up petition for 2nd control Period as Annexure-I
2638 | Erection of 1 No. 25 KVA Additional DTR | MAHABOOBNAGAR | 11.06.2012 | 0.0079571 | Submitted vide Distribution True-up petition for 2nd control Period as Annexure-I | Submitted vide Distribution True-up petition for 2nd control Period as Annexure-I
2639 | Errection of 1NO 25KVA DTR to overload r | MAHABOOBNAGAR | 11.06.2012 | 0.010779 | Submitted vide Distribution True-up petition for 2nd control Period as Annexure-I | Submitted vide Distribution True-up petition for 2nd control Period as Annexure-I
2640 | Estimate for erection of 1no 100KVA Addl | MAHABOOBNAGAR | 08.06.2012 | 0.00068709 | Submitted vide Distribution True-up petition for 2nd control Period as Annexure-I | Submitted vide Distribution True-up petition for 2nd control Period as Annexure-I
2641 | Erection of 1no 25KVA DTR for Releasing | MAHABOOBNAGAR | 24.05.2011 | 0.0099804 | Submitted vide Distribution True-up petition for 2nd control Period as Annexure-I | Submitted vide Distribution True-up petition for 2nd control Period as Annexure-I
2642 | Erection of 2 Nos 25 KVA 3Ph addl DTRs t | MAHABOOBNAGAR | 08.06.2012 | 0.018693 | Submitted vide Distribution True-up petition for 2nd control Period as Annexure-I | Submitted vide Distribution True-up petition for 2nd control Period as Annexure-I
2643 | 1NO25KVA TO BSNL10KW ND LOAD TO SDE-TELE | MAHABOOBNAGAR | 22.12.2011 | 0.013794 | Submitted vide Distribution True-up petition for 2nd control Period as Annexure-I | Submitted vide Distribution True-up petition for 2nd control Period as Annexure-I
2644 | Estimate for erection of 1No 100KVA Addl | MAHABOOBNAGAR | 08.06.2012 | 0.0040932 | Submitted vide Distribution True-up petition for 2nd control Period as Annexure-I | Submitted vide Distribution True-up petition for 2nd control Period as Annexure-I
2645 | E/STOCONVERSION OF 1-PH 2W/L TO 3-PH 5 | MAHABOOBNAGAR | 11.06.2012 | 0.004255 | Submitted vide Distribution True-up petition for 2nd control Period as Annexure-I | Submitted vide Distribution True-up petition for 2nd control Period as Annexure-I
2646 | E/S to Extention of supply to 1 NO.55 KW | MAHABOOBNAGAR | 06.01.2012 | 0.021139 | Submitted vide Distribution True-up petition for 2nd control Period as Annexure-I | Submitted vide Distribution True-up petition for 2nd control Period as Annexure-I
2647 | Estimate for erection of 0.195 Km LT AB | MAHABOOBNAGAR | 19.04.2011 | 0.0014472 | Submitted vide Distribution True-up petition for 2nd control Period as Annexure-I | Submitted vide Distribution True-up petition for 2nd control Period as Annexure-I
2648 | Estimate for erection of 0.455 Km LT AB | MAHABOOBNAGAR | 19.04.2011 | 0.0032482 | Submitted vide Distribution True-up petition for 2nd control Period as Annexure-I | Submitted vide Distribution True-up petition for 2nd control Period as Annexure-I
2649 | Estimate for erection of 0.455 Km LT AB | MAHABOOBNAGAR | 19.04.2011 | 0.0032482 | Submitted vide Distribution True-up petition for 2nd control Period as Annexure-I | Submitted vide Distribution True-up petition for 2nd control Period as Annexure-I
2650 | E/S TO ERECTION OF 2NO 25KVA DTRS UNDER | MAHABOOBNAGAR | 05.05.2011 | 0.021226 | Submitted vide Distribution True-up petition for 2nd control Period as Annexure-I | Submitted vide Distribution True-up petition for 2nd control Period as Annexure-I
2651 | E/S to 2 No. 25 KVA DTR'S for released 8 | MAHABOOBNAGAR | 03.03.2012 | 0.025437 | Submitted vide Distribution True-up petition for 2nd control Period as Annexure-I | Submitted vide Distribution True-up petition for 2nd control Period as Annexure-I
2652 | Providing of new 1Ph meter to BPL servic | MAHABOOBNAGAR | 20.03.2012 | 0.0022363 | Submitted vide Distribution True-up petition for 2nd control Period as Annexure-I | Submitted vide Distribution True-up petition for 2nd control Period as Annexure-I
2653 | E/S to 1 No.37 KW Additional Load to Exi | MAHABOOBNAGAR | 17.01.2012 | 0.022342 | Submitted vide Distribution True-up petition for 2nd control Period as Annexure-I | Submitted vide Distribution True-up petition for 2nd control Period as Annexure-I
2654 | Providing of new 1Ph meter to BPL servic | MAHABOOBNAGAR | 09.03.2012 | 0.004708 | Submitted vide Distribution True-up petition for 2nd control Period as Annexure-I | Submitted vide Distribution True-up petition for 2nd control Period as Annexure-I
2655 | Providing of new 1Ph meter to BPL servic | MAHABOOBNAGAR | 09.03.2012 | 0.004708 | Submitted vide Distribution True-up petition for 2nd control Period as Annexure-I | Submitted vide Distribution True-up petition for 2nd control Period as Annexure-I
2656 | Providing of new 1Ph meter to BPL servic | MAHABOOBNAGAR | 20.03.2012 | 0.0032956 | Submitted vide Distribution True-up petition for 2nd control Period as Annexure-I | Submitted vide Distribution True-up petition for 2nd control Period as Annexure-I
2657 | E/S to 2 No.25 KVA DTR for released 8 No | MAHABOOBNAGAR | 30.12.2011 | 0.024319 | Submitted vide Distribution True-up petition for 2nd control Period as Annexure-I | Submitted vide Distribution True-up petition for 2nd control Period as Annexure-I
2658 | Estimate for erection of 1 No. 100KVA Ad | MAHABOOBNAGAR | 11.06.2012 | 0.0047473 | Submitted vide Distribution True-up petition for 2nd control Period as Annexure-I | Submitted vide Distribution True-up petition for 2nd control Period as Annexure-I
2659 | E/s to 1 No. 2.0 KW Non-Domestic load (1 | MAHABOOBNAGAR | 25.04.2011 | 0.0039297 | Submitted vide Distribution True-up petition for 2nd control Period as Annexure-I | Submitted vide Distribution True-up petition for 2nd control Period as Annexure-I
2660 | Extension of supply to M/s Balaji Plasti | MAHABOOBNAGAR | 20.04.2011 | 0.0039887 | Submitted vide Distribution True-up petition for 2nd control Period as Annexure-I | Submitted vide Distribution True-up petition for 2nd control Period as Annexure-I
2661 | Erection of 1No 63KVA Additional DTR for | MAHABOOBNAGAR | 11.06.2012 | 0.01348 | Submitted vide Distribution True-up petition for 2nd control Period as Annexure-I | Submitted vide Distribution True-up petition for 2nd control Period as Annexure-I
2662 | Revised estimate for 1 No. 5.0MVA PTR fo | MAHABOOBNAGAR | 06.06.2012 | 0.75484 | Submitted vide Distribution True-up petition for 2nd control Period as Annexure-I | Submitted vide Distribution True-up petition for 2nd control Period as Annexure-I
2663 | Estimate for erection of 1No 25KVA Addl. | MAHABOOBNAGAR | 11.06.2012 | 0.0047243 | Submitted vide Distribution True-up petition for 2nd control Period as Annexure-I | Submitted vide Distribution True-up petition for 2nd control Period as Annexure-I
2664 | Erection of 1no 25KVA Addl.DTR on existi | MAHABOOBNAGAR | 08.06.2012 | 0.011265 | Submitted vide Distribution True-up petition for 2nd control Period as Annexure-I | Submitted vide Distribution True-up petition for 2nd control Period as Annexure-I
2665 | Extension of supply to 1 Kw Domestic loa | MAHABOOBNAGAR | 19.04.2011 | 0.0059738 | Submitted vide Distribution True-up petition for 2nd control Period as Annexure-I | Submitted vide Distribution True-up petition for 2nd control Period as Annexure-I
2666 | Estimate for Extension of Supply to 20KW | MAHABOOBNAGAR | 22.04.2011 | 0.0013926 | Submitted vide Distribution True-up petition for 2nd control Period as Annexure-I | Submitted vide Distribution True-up petition for 2nd control Period as Annexure-I
2667 | Erection of 1 No 25 KVA Addl DTR for ov | MAHABOOBNAGAR | 08.06.2012 | 0.012823 | Submitted vide Distribution True-up petition for 2nd control Period as Annexure-I | Submitted vide Distribution True-up petition for 2nd control Period as Annexure-I
2668 | E/s proposal for erection of 25KVA DTR A | MAHABOOBNAGAR | 08.06.2012 | 0.0099436 | Submitted vide Distribution True-up petition for 2nd control Period as Annexure-I | Submitted vide Distribution True-up petition for 2nd control Period as Annexure-I
2669 | E/S TO 3NO 5HP(15HP) AGL LOADS AT MANDIP | MAHABOOBNAGAR | 05.05.2011 | 0.004761 | Submitted vide Distribution True-up petition for 2nd control Period as Annexure-I | Submitted vide Distribution True-up petition for 2nd control Period as Annexure-I
2670 | E/S TO 3NO 5HP(15HP) AGL LOADS AT HANMAN | MAHABOOBNAGAR | 05.05.2011 | 0.0048814 | Submitted vide Distribution True-up petition for 2nd control Period as Annexure-I | Submitted vide Distribution True-up petition for 2nd control Period as Annexure-I
2671 | E/S TO 3NO 5HP(15HP) AGL LOADS AT RAKOND | MAHABOOBNAGAR | 05.05.2011 | 0.0040119 | Submitted vide Distribution True-up petition for 2nd control Period as Annexure-I | Submitted vide Distribution True-up petition for 2nd control Period as Annexure-I
2672 | E/S TO 3NO 5HP(15HP) AGL LOADS AT MANDIP | MAHABOOBNAGAR | 05.05.2011 | 0.0048421 | Submitted vide Distribution True-up petition for 2nd control Period as Annexure-I | Submitted vide Distribution True-up petition for 2nd control Period as Annexure-I
2673 | E/S TO 1NO 100KVA ADDL DTR ON SS-7 AT HA | MAHABOOBNAGAR | 11.06.2012 | 0.0044052 | Submitted vide Distribution True-up petition for 2nd control Period as Annexure-I | Submitted vide Distribution True-up petition for 2nd control Period as Annexure-I
2674 | Errection of 3x25KVADTR for releasing of | MAHABOOBNAGAR | 13.12.2011 | 0.039188 | Submitted vide Distribution True-up petition for 2nd control Period as Annexure-I | Submitted vide Distribution True-up petition for 2nd control Period as Annexure-I
2675 | E/s for 1no 25 KVA DTR for releasing of | MAHABOOBNAGAR | 30.04.2011 | 0.011577 | Submitted vide Distribution True-up petition for 2nd control Period as Annexure-I | Submitted vide Distribution True-up petition for 2nd control Period as Annexure-I
2676 | E/s for Erection of 25 kva dtr atCheruku | MAHABOOBNAGAR | 08.06.2012 | 0.014088 | Submitted vide Distribution True-up petition for 2nd control Period as Annexure-I | Submitted vide Distribution True-up petition for 2nd control Period as Annexure-I
2677 | E/S TO 1NO 25KVA CAT-VA AT LAKKARDODDY(V | MAHABOOBNAGAR | 15.03.2013 | 0.010693 | Submitted vide Distribution True-up petition for 2nd control Period as Annexure-I | Submitted vide Distribution True-up petition for 2nd control Period as Annexure-I
2678 | Estimate proposal for Errection of 7Nos | MAHABOOBNAGAR | 15.03.2013 | 0.00086838 | Submitted vide Distribution True-up petition for 2nd control Period as Annexure-I | Submitted vide Distribution True-up petition for 2nd control Period as Annexure-I
2679 | Estimate Proposal for Erection of 7Nos D | MAHABOOBNAGAR | 15.03.2013 | 0.00091642 | Submitted vide Distribution True-up petition for 2nd control Period as Annexure-I | Submitted vide Distribution True-up petition for 2nd control Period as Annexure-I
2680 | Estimate Proposal for Erection of 8Nos D | MAHABOOBNAGAR | 15.03.2013 | 0.00090592 | Submitted vide Distribution True-up petition for 2nd control Period as Annexure-I | Submitted vide Distribution True-up petition for 2nd control Period as Annexure-I
2681 | Estimate Proposal for Erection of 8 Nos | MAHABOOBNAGAR | 15.03.2013 | 0.00090592 | Submitted vide Distribution True-up petition for 2nd control Period as Annexure-I | Submitted vide Distribution True-up petition for 2nd control Period as Annexure-I
2682 | Estimate Proposal for Erection of 8Nos D | MAHABOOBNAGAR | 15.03.2013 | 0.00090592 | Submitted vide Distribution True-up petition for 2nd control Period as Annexure-I | Submitted vide Distribution True-up petition for 2nd control Period as Annexure-I
2683 | Estimate Proposal for Erection of 8Nos D | MAHABOOBNAGAR | 15.03.2013 | 0.00090592 | Submitted vide Distribution True-up petition for 2nd control Period as Annexure-I | Submitted vide Distribution True-up petition for 2nd control Period as Annexure-I
2684 | Estimate Proposal for Erection of 7Nos D | MAHABOOBNAGAR | 15.03.2013 | 0.00088704 | Submitted vide Distribution True-up petition for 2nd control Period as Annexure-I | Submitted vide Distribution True-up petition for 2nd control Period as Annexure-I
2685 | Estimate Proposal for Erection of 7Nos D | MAHABOOBNAGAR | 15.03.2013 | 0.00052338 | Submitted vide Distribution True-up petition for 2nd control Period as Annexure-I | Submitted vide Distribution True-up petition for 2nd control Period as Annexure-I
2686 | Estimate Proposal for Errection of 7Nos | MAHABOOBNAGAR | 15.03.2013 | 0.00088704 | Submitted vide Distribution True-up petition for 2nd control Period as Annexure-I | Submitted vide Distribution True-up petition for 2nd control Period as Annexure-I
2687 | Estimate Proposal for Erection of 7Nos D | MAHABOOBNAGAR | 15.03.2013 | 0.00091642 | Submitted vide Distribution True-up petition for 2nd control Period as Annexure-I | Submitted vide Distribution True-up petition for 2nd control Period as Annexure-I
2688 | Estimate for Extension of Supply to 74 H | MAHABOOBNAGAR | 28.05.2011 | 0.03069 | Submitted vide Distribution True-up petition for 2nd control Period as Annexure-I | Submitted vide Distribution True-up petition for 2nd control Period as Annexure-I
2689 | Conv of LVDS into HVDS on 11 KV Kotra Fe | MAHABOOBNAGAR | 29.04.2011 | 0.12654 | Submitted vide Distribution True-up petition for 2nd control Period as Annexure-I | Submitted vide Distribution True-up petition for 2nd control Period as Annexure-I
2690 | Conv of LVDS into HVDS on 11 KV Boinapal | MAHABOOBNAGAR | 26.04.2011 | 0.052484 | Submitted vide Distribution True-up petition for 2nd control Period as Annexure-I | Submitted vide Distribution True-up petition for 2nd control Period as Annexure-I
2691 | Conv of LVDS into HVDS on 11 KV KUPPAGAN | MAHABOOBNAGAR | 29.04.2011 | 0.12556 | Submitted vide Distribution True-up petition for 2nd control Period as Annexure-I | Submitted vide Distribution True-up petition for 2nd control Period as Annexure-I
2692 | Provid of 25Nos CI Earth Pipes for1phDTR | MAHABOOBNAGAR | 08.06.2012 | 0.0081954 | Submitted vide Distribution True-up petition for 2nd control Period as Annexure-I | Submitted vide Distribution True-up petition for 2nd control Period as Annexure-I
2693 | Provid of 25Nos CI Earth Pipes for1ph DT | MAHABOOBNAGAR | 08.06.2012 | 0.0081923 | Submitted vide Distribution True-up petition for 2nd control Period as Annexure-I | Submitted vide Distribution True-up petition for 2nd control Period as Annexure-I
2694 | Conv of LVDS into HVDS on 11 KV Kuppagan | MAHABOOBNAGAR | 28.04.2011 | 0.063383 | Submitted vide Distribution True-up petition for 2nd control Period as Annexure-I | Submitted vide Distribution True-up petition for 2nd control Period as Annexure-I
2695 | Erection of 1no 25KVA DTR in place of th | MAHABOOBNAGAR | 08.06.2012 | 0.0064869 | Submitted vide Distribution True-up petition for 2nd control Period as Annexure-I | Submitted vide Distribution True-up petition for 2nd control Period as Annexure-I
2696 | Extension of supply to 1 No's 143.5 HP I | MAHABOOBNAGAR | 07.06.2011 | 0.049861 | Submitted vide Distribution True-up petition for 2nd control Period as Annexure-I | Submitted vide Distribution True-up petition for 2nd control Period as Annexure-I
2697 | Estimate proposal for Extension of suppl | MAHABOOBNAGAR | 19.04.2011 | 0.0048625 | Submitted vide Distribution True-up petition for 2nd control Period as Annexure-I | Submitted vide Distribution True-up petition for 2nd control Period as Annexure-I
2698 | E/STO ERECTION OF 2NO 25KVA UNDER CAT-V | MAHABOOBNAGAR | 25.03.2012 | 0.023327 | Submitted vide Distribution True-up petition for 2nd control Period as Annexure-I | Submitted vide Distribution True-up petition for 2nd control Period as Annexure-I
2699 | Provid of 20Nos CI Earth Pipes for1phDTR | MAHABOOBNAGAR | 08.06.2012 | 0.0065538 | Submitted vide Distribution True-up petition for 2nd control Period as Annexure-I | Submitted vide Distribution True-up petition for 2nd control Period as Annexure-I
2700 | E/S to 8Nos 5HP (8x5HP=40HP) Agriculture | MAHABOOBNAGAR | 08.01.2012 | 0.029706 | Submitted vide Distribution True-up petition for 2nd control Period as Annexure-I | Submitted vide Distribution True-up petition for 2nd control Period as Annexure-I
2701 | Erection of 1no 25KVA DTR for releasing | MAHABOOBNAGAR | 25.02.2012 | 0.015044 | Submitted vide Distribution True-up petition for 2nd control Period as Annexure-I | Submitted vide Distribution True-up petition for 2nd control Period as Annexure-I
2702 | Erection of 1no 25KVA DTR for releasing | MAHABOOBNAGAR | 25.02.2012 | 0.013262 | Submitted vide Distribution True-up petition for 2nd control Period as Annexure-I | Submitted vide Distribution True-up petition for 2nd control Period as Annexure-I
2703 | Erection of 1no 25KVA DTR for releasing | MAHABOOBNAGAR | 04.04.2011 | 0.010282 | Submitted vide Distribution True-up petition for 2nd control Period as Annexure-I | Submitted vide Distribution True-up petition for 2nd control Period as Annexure-I
2704 | CENTRAL POWER DISTRIBUTION COMPANY OF A. | MAHABOOBNAGAR | 25.04.2011 | 0.0033001 | Submitted vide Distribution True-up petition for 2nd control Period as Annexure-I | Submitted vide Distribution True-up petition for 2nd control Period as Annexure-I
2705 | E/s 5kw ND Load to M/s VENCO R&B F | MAHABOOBNAGAR | 13.05.2011 | 0.0088392 | Submitted vide Distribution True-up petition for 2nd control Period as Annexure-I | Submitted vide Distribution True-up petition for 2nd control Period as Annexure-I
2706 | E/s 5kw ND Load to M/s Venkateswara Hatc | MAHABOOBNAGAR | 29.04.2011 | 0.002989 | Submitted vide Distribution True-up petition for 2nd control Period as Annexure-I | Submitted vide Distribution True-up petition for 2nd control Period as Annexure-I
2707 | Const of ERO/ Sub ERO at Alampur inMBNR | MAHABOOBNAGAR | 30.12.2011 | 0.44187 | Submitted vide Distribution True-up petition for 2nd control Period as Annexure-I | Submitted vide Distribution True-up petition for 2nd control Period as Annexure-I
2708 | Const of ERO/ Sub ERO at Gadwal inMBNR : | MAHABOOBNAGAR | 30.12.2011 | 0.46935 | Submitted vide Distribution True-up petition for 2nd control Period as Annexure-I | Submitted vide Distribution True-up petition for 2nd control Period as Annexure-I
2709 | Const of ERO/ Sub ERO at Amangal inMBNR | MAHABOOBNAGAR | 01.02.2012 | 0.45295 | Submitted vide Distribution True-up petition for 2nd control Period as Annexure-I | Submitted vide Distribution True-up petition for 2nd control Period as Annexure-I
2710 | Const ofERO/SubERO at Kalwakurthy inMBNR | MAHABOOBNAGAR | 01.02.2012 | 0.45791 | Submitted vide Distribution True-up petition for 2nd control Period as Annexure-I | Submitted vide Distribution True-up petition for 2nd control Period as Annexure-I
2711 | Const ofERO/SubERO at Kollapur inMBNR :: | MAHABOOBNAGAR | 30.12.2011 | 0.46384 | Submitted vide Distribution True-up petition for 2nd control Period as Annexure-I | Submitted vide Distribution True-up petition for 2nd control Period as Annexure-I
2712 | E/STO ERECTION OF 2NO 25KVA UNDER CAT-V | MAHABOOBNAGAR | 25.03.2012 | 0.022805 | Submitted vide Distribution True-up petition for 2nd control Period as Annexure-I | Submitted vide Distribution True-up petition for 2nd control Period as Annexure-I
2713 | Estimate proposal for Extension of Suppl | MAHABOOBNAGAR | 19.04.2011 | 0.0048625 | Submitted vide Distribution True-up petition for 2nd control Period as Annexure-I | Submitted vide Distribution True-up petition for 2nd control Period as Annexure-I
2714 | Erection of 25 KVA DTR To Release 3 Nos | MAHABOOBNAGAR | 26.12.2011 | 0.0099624 | Submitted vide Distribution True-up petition for 2nd control Period as Annexure-I | Submitted vide Distribution True-up petition for 2nd control Period as Annexure-I
2715 | Errection of 1no 25KVA addl DTR for givi | MAHABOOBNAGAR | 11.06.2012 | 0.010022 | Submitted vide Distribution True-up petition for 2nd control Period as Annexure-I | Submitted vide Distribution True-up petition for 2nd control Period as Annexure-I
2716 | Errection of 1no 25KVA addl DTR for givi | MAHABOOBNAGAR | 11.06.2012 | 0.012234 | Submitted vide Distribution True-up petition for 2nd control Period as Annexure-I | Submitted vide Distribution True-up petition for 2nd control Period as Annexure-I
2717 | Erection of 1 No 25KVA DTR for releasing | MAHABOOBNAGAR | 04.05.2011 | 0.0097884 | Submitted vide Distribution True-up petition for 2nd control Period as Annexure-I | Submitted vide Distribution True-up petition for 2nd control Period as Annexure-I
2718 | Extension of supply to 49 KW Non Domesti | MAHABOOBNAGAR | 27.04.2011 | 0.016614 | Submitted vide Distribution True-up petition for 2nd control Period as Annexure-I | Submitted vide Distribution True-up petition for 2nd control Period as Annexure-I
2719 | E/s to 1 No. 100 KVA Addl DTR to relieve | MAHABOOBNAGAR | 08.06.2012 | 0.018262 | Submitted vide Distribution True-up petition for 2nd control Period as Annexure-I | Submitted vide Distribution True-up petition for 2nd control Period as Annexure-I
2720 | Estimate for erection of for 1No 25 KVA | MAHABOOBNAGAR | 08.06.2012 | 0.013361 | Submitted vide Distribution True-up petition for 2nd control Period as Annexure-I | Submitted vide Distribution True-up petition for 2nd control Period as Annexure-I
2721 | Extension of HT supply to M/s .Arubindo | MAHABOOBNAGAR | 25.04.2011 | 0.0046893 | Submitted vide Distribution True-up petition for 2nd control Period as Annexure-I | Submitted vide Distribution True-up petition for 2nd control Period as Annexure-I
2722 | E/s for Errection of 01 No 63 KVA Dist.T | MAHABOOBNAGAR | 08.06.2012 | 0.012041 | Submitted vide Distribution True-up petition for 2nd control Period as Annexure-I | Submitted vide Distribution True-up petition for 2nd control Period as Annexure-I
2723 | E/Sfor Release of 4Nos. Agl at load eac | MAHABOOBNAGAR | 13.01.2012 | 0.011987 | Submitted vide Distribution True-up petition for 2nd control Period as Annexure-I | Submitted vide Distribution True-up petition for 2nd control Period as Annexure-I
2724 | E/Sfor Release of 4Nos. Agl at Shanthigu | MAHABOOBNAGAR | 24.11.2011 | 0.010764 | Submitted vide Distribution True-up petition for 2nd control Period as Annexure-I | Submitted vide Distribution True-up petition for 2nd control Period as Annexure-I
2725 | E/s for Errection of 01 No 25 KVA Distn | MAHABOOBNAGAR | 24.11.2011 | 0.010199 | Submitted vide Distribution True-up petition for 2nd control Period as Annexure-I | Submitted vide Distribution True-up petition for 2nd control Period as Annexure-I
2726 | Estimate proposal for Erection of 8 Nos | MAHABOOBNAGAR | 08.06.2012 | 0.002184 | Submitted vide Distribution True-up petition for 2nd control Period as Annexure-I | Submitted vide Distribution True-up petition for 2nd control Period as Annexure-I
2727 | Estimate proposal for Erection of 8 Nos | MAHABOOBNAGAR | 08.06.2012 | 0.002184 | Submitted vide Distribution True-up petition for 2nd control Period as Annexure-I | Submitted vide Distribution True-up petition for 2nd control Period as Annexure-I
2728 | Estimate proposal for Erection of 8 Nos | MAHABOOBNAGAR | 08.06.2012 | 0.0021563 | Submitted vide Distribution True-up petition for 2nd control Period as Annexure-I | Submitted vide Distribution True-up petition for 2nd control Period as Annexure-I
2729 | Estimate proposal for Erection of 10 Nos | MAHABOOBNAGAR | 08.06.2012 | 0.00273 | Submitted vide Distribution True-up petition for 2nd control Period as Annexure-I | Submitted vide Distribution True-up petition for 2nd control Period as Annexure-I
2730 | Estimate proposal for Erection of 8 Nos | MAHABOOBNAGAR | 08.06.2012 | 0.00086135 | Submitted vide Distribution True-up petition for 2nd control Period as Annexure-I | Submitted vide Distribution True-up petition for 2nd control Period as Annexure-I
2731 | Estimate proposal for Erection of 10 Nos | MAHABOOBNAGAR | 08.06.2012 | 0.00273 | Submitted vide Distribution True-up petition for 2nd control Period as Annexure-I | Submitted vide Distribution True-up petition for 2nd control Period as Annexure-I
2732 | Estimate proposal for Erection of 9 Nos | MAHABOOBNAGAR | 08.06.2012 | 0.002457 | Submitted vide Distribution True-up petition for 2nd control Period as Annexure-I | Submitted vide Distribution True-up petition for 2nd control Period as Annexure-I
2733 | Estimate proposal for Erection of 7 Nos | MAHABOOBNAGAR | 08.06.2012 | 0.0019862 | Submitted vide Distribution True-up petition for 2nd control Period as Annexure-I | Submitted vide Distribution True-up petition for 2nd control Period as Annexure-I
2734 | Estimate proposal for Erection of 8 Nos | MAHABOOBNAGAR | 08.06.2012 | 0.001977 | Submitted vide Distribution True-up petition for 2nd control Period as Annexure-I | Submitted vide Distribution True-up petition for 2nd control Period as Annexure-I
2735 | Estimate proposal for Erection of 9Nos 8 | MAHABOOBNAGAR | 08.06.2012 | 0.0024385 | Submitted vide Distribution True-up petition for 2nd control Period as Annexure-I | Submitted vide Distribution True-up petition for 2nd control Period as Annexure-I
2736 | Estimate proposal for Erection of 8 Nos | MAHABOOBNAGAR | 08.06.2012 | 0.002184 | Submitted vide Distribution True-up petition for 2nd control Period as Annexure-I | Submitted vide Distribution True-up petition for 2nd control Period as Annexure-I
2737 | Estimate proposal for Erection of 10 Nos | MAHABOOBNAGAR | 08.06.2012 | 0.00273 | Submitted vide Distribution True-up petition for 2nd control Period as Annexure-I | Submitted vide Distribution True-up petition for 2nd control Period as Annexure-I
2738 | Estimate proposal for Erection of 7 Nos | MAHABOOBNAGAR | 08.06.2012 | 0.0019847 | Submitted vide Distribution True-up petition for 2nd control Period as Annexure-I | Submitted vide Distribution True-up petition for 2nd control Period as Annexure-I
2739 | Const of Rwall, seq fen at KoduparthySS | MAHABOOBNAGAR | 06.06.2012 | 0.0477 | Submitted vide Distribution True-up petition for 2nd control Period as Annexure-I | Submitted vide Distribution True-up petition for 2nd control Period as Annexure-I
2740 | E/S TO 1NO 25KVA CAT-VA AT DASARPALLY(V) | MAHABOOBNAGAR | 05.05.2011 | 0.010516 | Submitted vide Distribution True-up petition for 2nd control Period as Annexure-I | Submitted vide Distribution True-up petition for 2nd control Period as Annexure-I
2741 | Estimate for Erection of 1No 25 KVA DTR | MAHABOOBNAGAR | 08.06.2012 | 0.011579 | Submitted vide Distribution True-up petition for 2nd control Period as Annexure-I | Submitted vide Distribution True-up petition for 2nd control Period as Annexure-I
2742 | Estimate for Erection of 2No 25 KVA DTRs | MAHABOOBNAGAR | 08.06.2012 | 0.019897 | Submitted vide Distribution True-up petition for 2nd control Period as Annexure-I | Submitted vide Distribution True-up petition for 2nd control Period as Annexure-I
2743 | Estimate for Erection of 2No 25 KVA DTR | MAHABOOBNAGAR | 08.06.2012 | 0.019606 | Submitted vide Distribution True-up petition for 2nd control Period as Annexure-I | Submitted vide Distribution True-up petition for 2nd control Period as Annexure-I
2744 | Estimate for Erection of 2No 25 KVA DTRs | MAHABOOBNAGAR | 08.06.2012 | 0.019796 | Submitted vide Distribution True-up petition for 2nd control Period as Annexure-I | Submitted vide Distribution True-up petition for 2nd control Period as Annexure-I
2745 | Estimate for Erection of 1No 25KVA 3-Ph | MAHABOOBNAGAR | 08.06.2012 | 0.019485 | Submitted vide Distribution True-up petition for 2nd control Period as Annexure-I | Submitted vide Distribution True-up petition for 2nd control Period as Annexure-I
2746 | Estimate for erection of 1No 25KVA 3-Ph | MAHABOOBNAGAR | 08.06.2012 | 0.011859 | Submitted vide Distribution True-up petition for 2nd control Period as Annexure-I | Submitted vide Distribution True-up petition for 2nd control Period as Annexure-I
2747 | Estimate for erection of 2No. 25KVA 3-Ph | MAHABOOBNAGAR | 08.06.2012 | 0.021079 | Submitted vide Distribution True-up petition for 2nd control Period as Annexure-I | Submitted vide Distribution True-up petition for 2nd control Period as Annexure-I
2748 | Estimate for erection of 2X25KVA addl DT | MAHABOOBNAGAR | 08.06.2012 | 0.021097 | Submitted vide Distribution True-up petition for 2nd control Period as Annexure-I | Submitted vide Distribution True-up petition for 2nd control Period as Annexure-I
2749 | Estimate for erection of 1No 25 KVA DTR | MAHABOOBNAGAR | 08.04.2011 | 0.014689 | Submitted vide Distribution True-up petition for 2nd control Period as Annexure-I | Submitted vide Distribution True-up petition for 2nd control Period as Annexure-I
2750 | Estimate for E/s to Smt.Santhosh Devi w/ | MAHABOOBNAGAR | 20.04.2011 | 0.00028811 | Submitted vide Distribution True-up petition for 2nd control Period as Annexure-I | Submitted vide Distribution True-up petition for 2nd control Period as Annexure-I
2751 | Estimate proposal for Erection of 8 Nos | MAHABOOBNAGAR | 08.06.2012 | 0.002184 | Submitted vide Distribution True-up petition for 2nd control Period as Annexure-I | Submitted vide Distribution True-up petition for 2nd control Period as Annexure-I
2752 | Estimate proposal for Erection of 8 Nos | MAHABOOBNAGAR | 08.06.2012 | 0.002184 | Submitted vide Distribution True-up petition for 2nd control Period as Annexure-I | Submitted vide Distribution True-up petition for 2nd control Period as Annexure-I
2753 | Estimate proposal for Erection of 7 Nos | MAHABOOBNAGAR | 08.06.2012 | 0.0019939 | Submitted vide Distribution True-up petition for 2nd control Period as Annexure-I | Submitted vide Distribution True-up petition for 2nd control Period as Annexure-I
2754 | Estimate for erection of 1 No. 25KVA DTR | MAHABOOBNAGAR | 29.04.2011 | 0.021341 | Submitted vide Distribution True-up petition for 2nd control Period as Annexure-I | Submitted vide Distribution True-up petition for 2nd control Period as Annexure-I
2755 | Prvo PPF CRs velgomula Midjil | MAHABOOBNAGAR | 06.06.2012 | 0.052685 | Submitted vide Distribution True-up petition for 2nd control Period as Annexure-I | Submitted vide Distribution True-up petition for 2nd control Period as Annexure-I
2756 | Cost.Of Control Room at Velgomula Midjil | MAHABOOBNAGAR | 06.06.2012 | 0.044239 | Submitted vide Distribution True-up petition for 2nd control Period as Annexure-I | Submitted vide Distribution True-up petition for 2nd control Period as Annexure-I
2757 | Estimate for Extension supply to1no.24HP | MAHABOOBNAGAR | 27.05.2011 | 0.016729 | Submitted vide Distribution True-up petition for 2nd control Period as Annexure-I | Submitted vide Distribution True-up petition for 2nd control Period as Annexure-I
2758 | E/s to Errection of 1no 63KVA 3-ph DTR i | MAHABOOBNAGAR | 08.06.2012 | 0.012652 | Submitted vide Distribution True-up petition for 2nd control Period as Annexure-I | Submitted vide Distribution True-up petition for 2nd control Period as Annexure-I
2759 | E/s proposal Enhance 3.15MVA to 5MVA at | MAHABOOBNAGAR | 10.05.2014 | 0.34626 | Submitted vide Distribution True-up petition for 2nd control Period as Annexure-I | Submitted vide Distribution True-up petition for 2nd control Period as Annexure-I
2760 | E/s proposal Enhance 3.15MVA to 5MVA 33/ | MAHABOOBNAGAR | 08.06.2012 | 0.34626 | Submitted vide Distribution True-up petition for 2nd control Period as Annexure-I | Submitted vide Distribution True-up petition for 2nd control Period as Annexure-I
2761 | Estimate for Extension of supply to 1No | MAHABOOBNAGAR | 31.05.2011 | 0.0017475 | Submitted vide Distribution True-up petition for 2nd control Period as Annexure-I | Submitted vide Distribution True-up petition for 2nd control Period as Annexure-I
2762 | Extension of Supply to 3 KW Non domestic | MAHABOOBNAGAR | 20.04.2011 | 0.0038483 | Submitted vide Distribution True-up petition for 2nd control Period as Annexure-I | Submitted vide Distribution True-up petition for 2nd control Period as Annexure-I
2763 | E/Sfor Release of 3ns. Agl at Ellikal,v | MAHABOOBNAGAR | 04.05.2011 | 0.010724 | Submitted vide Distribution True-up petition for 2nd control Period as Annexure-I | Submitted vide Distribution True-up petition for 2nd control Period as Annexure-I
2764 | Erection of 1No. 25KVA DTR for releasing | MAHABOOBNAGAR | 31.05.2011 | 0.010399 | Submitted vide Distribution True-up petition for 2nd control Period as Annexure-I | Submitted vide Distribution True-up petition for 2nd control Period as Annexure-I
2765 | E/S proposal for Erection of 1No 11KV Fe | MAHABOOBNAGAR | 08.06.2012 | 0.025626 | Submitted vide Distribution True-up petition for 2nd control Period as Annexure-I | Submitted vide Distribution True-up petition for 2nd control Period as Annexure-I
2766 | E/s to 1No. 45KW Addl. Non-Domestic load | MAHABOOBNAGAR | 28.05.2011 | 0.013922 | Submitted vide Distribution True-up petition for 2nd control Period as Annexure-I | Submitted vide Distribution True-up petition for 2nd control Period as Annexure-I
2767 | E/s for releasing of 1NO 5KW Non-Domasti | MAHABOOBNAGAR | 05.05.2011 | 0.0019362 | Submitted vide Distribution True-up petition for 2nd control Period as Annexure-I | Submitted vide Distribution True-up petition for 2nd control Period as Annexure-I
2768 | E/s proposal for 3 No's each 5H.P. total | MAHABOOBNAGAR | 27.04.2011 | 0.0047824 | Submitted vide Distribution True-up petition for 2nd control Period as Annexure-I | Submitted vide Distribution True-up petition for 2nd control Period as Annexure-I
2769 | E/s proposal for 3 No's each 5H.P. total | MAHABOOBNAGAR | 27.04.2011 | 0.0043774 | Submitted vide Distribution True-up petition for 2nd control Period as Annexure-I | Submitted vide Distribution True-up petition for 2nd control Period as Annexure-I
2770 | Estimate for E/s to 1 No 10 KW Non-domes | MAHABOOBNAGAR | 22.04.2011 | 0.0085646 | Submitted vide Distribution True-up petition for 2nd control Period as Annexure-I | Submitted vide Distribution True-up petition for 2nd control Period as Annexure-I
2771 | E/S to Extention of supply to 1 No. 10 K | MAHABOOBNAGAR | 21.04.2011 | 0.016299 | Submitted vide Distribution True-up petition for 2nd control Period as Annexure-I | Submitted vide Distribution True-up petition for 2nd control Period as Annexure-I
2772 | E/S TO ERECTION OF 1NO 25KVA ADDL DTR ON | MAHABOOBNAGAR | 11.06.2012 | 0.013113 | Submitted vide Distribution True-up petition for 2nd control Period as Annexure-I | Submitted vide Distribution True-up petition for 2nd control Period as Annexure-I
2773 | Estimate for erection of 1No 25KVA Addl. | MAHABOOBNAGAR | 11.06.2012 | 0.0071221 | Submitted vide Distribution True-up petition for 2nd control Period as Annexure-I | Submitted vide Distribution True-up petition for 2nd control Period as Annexure-I
2774 | Estimate for erection of 1no 25KVA DTR f | MAHABOOBNAGAR | 10.06.2011 | 0.013644 | Submitted vide Distribution True-up petition for 2nd control Period as Annexure-I | Submitted vide Distribution True-up petition for 2nd control Period as Annexure-I
2775 | E/S TO 11KV<(>&<)>LT LINE ARRANGEMENTS N | MAHABOOBNAGAR | 11.06.2012 | 0.016328 | Submitted vide Distribution True-up petition for 2nd control Period as Annexure-I | Submitted vide Distribution True-up petition for 2nd control Period as Annexure-I
2776 | E/S TO SHIFTING OF 1NO 25KVA DTR FROM BA | MAHABOOBNAGAR | 15.03.2013 | 0.0039784 | Submitted vide Distribution True-up petition for 2nd control Period as Annexure-I | Submitted vide Distribution True-up petition for 2nd control Period as Annexure-I
2777 | Rectification of 11 KV Agiryal Feeder em | MAHABOOBNAGAR | 08.06.2012 | 0.0019853 | Submitted vide Distribution True-up petition for 2nd control Period as Annexure-I | Submitted vide Distribution True-up petition for 2nd control Period as Annexure-I
2778 | Rectification of 11 KV Depally Feeder em | MAHABOOBNAGAR | 08.06.2012 | 0.0084996 | Submitted vide Distribution True-up petition for 2nd control Period as Annexure-I | Submitted vide Distribution True-up petition for 2nd control Period as Annexure-I
2779 | Rectification of 11 KV Kollur Feeder ema | MAHABOOBNAGAR | 08.06.2012 | 0.0052303 | Submitted vide Distribution True-up petition for 2nd control Period as Annexure-I | Submitted vide Distribution True-up petition for 2nd control Period as Annexure-I
2780 | Rectification of 11 KV Nawabpet MHQ Feed | MAHABOOBNAGAR | 08.06.2012 | 0.01101 | Submitted vide Distribution True-up petition for 2nd control Period as Annexure-I | Submitted vide Distribution True-up petition for 2nd control Period as Annexure-I
2781 | Rectification of 11 KV Nawabpet Feeder e | MAHABOOBNAGAR | 08.06.2012 | 0.013944 | Submitted vide Distribution True-up petition for 2nd control Period as Annexure-I | Submitted vide Distribution True-up petition for 2nd control Period as Annexure-I
2782 | Estimate for Extension of supply to M/s | MAHABOOBNAGAR | 22.04.2011 | 0.0048355 | Submitted vide Distribution True-up petition for 2nd control Period as Annexure-I | Submitted vide Distribution True-up petition for 2nd control Period as Annexure-I
2783 | E/S proposal for Releasing of 2 No each | MAHABOOBNAGAR | 01.05.2011 | 0.0027985 | Submitted vide Distribution True-up petition for 2nd control Period as Annexure-I | Submitted vide Distribution True-up petition for 2nd control Period as Annexure-I
2784 | E/s proposal for Releasing of 1 No 5 H.P | MAHABOOBNAGAR | 27.04.2011 | 0.0013426 | Submitted vide Distribution True-up petition for 2nd control Period as Annexure-I | Submitted vide Distribution True-up petition for 2nd control Period as Annexure-I
2785 | E/STO 1NO100KVA ADDL DTR ON SS-VI AT RA | MAHABOOBNAGAR | 11.06.2012 | 0.0064 | Submitted vide Distribution True-up petition for 2nd control Period as Annexure-I | Submitted vide Distribution True-up petition for 2nd control Period as Annexure-I
2786 | E/S For Erection of 25 KVA DTR To Releas | MAHABOOBNAGAR | 27.04.2011 | 0.0086608 | Submitted vide Distribution True-up petition for 2nd control Period as Annexure-I | Submitted vide Distribution True-up petition for 2nd control Period as Annexure-I
2787 | E/S TO 1NO 25KVA ADDL DTR ON SS-VII 100 | MAHABOOBNAGAR | 11.06.2012 | 0.013032 | Submitted vide Distribution True-up petition for 2nd control Period as Annexure-I | Submitted vide Distribution True-up petition for 2nd control Period as Annexure-I
2788 | Estimate Proposal for erection of 1 No. | MAHABOOBNAGAR | 28.04.2011 | 0.012573 | Submitted vide Distribution True-up petition for 2nd control Period as Annexure-I | Submitted vide Distribution True-up petition for 2nd control Period as Annexure-I
2789 | E/S proposal for extention of supply to | MAHABOOBNAGAR | 19.04.2011 | 0.010395 | Submitted vide Distribution True-up petition for 2nd control Period as Annexure-I | Submitted vide Distribution True-up petition for 2nd control Period as Annexure-I
2790 | E/S for Extension of supply to 1No 50KW | MAHABOOBNAGAR | 14.07.2011 | 0.01517 | Submitted vide Distribution True-up petition for 2nd control Period as Annexure-I | Submitted vide Distribution True-up petition for 2nd control Period as Annexure-I
2791 | E/S TO SHIFTING OF 1NO 100KVA DTR SS-IV | MAHABOOBNAGAR | 11.06.2012 | 0.0058507 | Submitted vide Distribution True-up petition for 2nd control Period as Annexure-I | Submitted vide Distribution True-up petition for 2nd control Period as Annexure-I
2792 | Estimate for Releasing of 03nos Agricult | MAHABOOBNAGAR | 25.05.2011 | 0.0096912 | Submitted vide Distribution True-up petition for 2nd control Period as Annexure-I | Submitted vide Distribution True-up petition for 2nd control Period as Annexure-I
2793 | E/Sfor Errection of 1NO 25KVA DTR to Rel | MAHABOOBNAGAR | 04.05.2011 | 0.012059 | Submitted vide Distribution True-up petition for 2nd control Period as Annexure-I | Submitted vide Distribution True-up petition for 2nd control Period as Annexure-I
2794 | Extension of Supply to 1No 5HP AGL load | MAHABOOBNAGAR | 01.06.2011 | 0.0012185 | Submitted vide Distribution True-up petition for 2nd control Period as Annexure-I | Submitted vide Distribution True-up petition for 2nd control Period as Annexure-I
2795 | Estimate for Extension of 1 No 25 KVA DT | MAHABOOBNAGAR | 30.04.2011 | 0.0093775 | Submitted vide Distribution True-up petition for 2nd control Period as Annexure-I | Submitted vide Distribution True-up petition for 2nd control Period as Annexure-I
2796 | Eerection of 1 No 25 KVA DTR on existing | MAHABOOBNAGAR | 08.06.2012 | 0.010501 | Submitted vide Distribution True-up petition for 2nd control Period as Annexure-I | Submitted vide Distribution True-up petition for 2nd control Period as Annexure-I
2797 | E/s.1 No. 25 KVA DTR For Released 3 No's | MAHABOOBNAGAR | 30.06.2011 | 0.010806 | Submitted vide Distribution True-up petition for 2nd control Period as Annexure-I | Submitted vide Distribution True-up petition for 2nd control Period as Annexure-I
2798 | Estimate Proposal for Erection of 8 No's | MAHABOOBNAGAR | 08.06.2012 | 0.0012245 | Submitted vide Distribution True-up petition for 2nd control Period as Annexure-I | Submitted vide Distribution True-up petition for 2nd control Period as Annexure-I
2799 | Estimate proposals for Erection of 8 Nos | MAHABOOBNAGAR | 08.06.2012 | 0.0013464 | Submitted vide Distribution True-up petition for 2nd control Period as Annexure-I | Submitted vide Distribution True-up petition for 2nd control Period as Annexure-I
2800 | Estimate proposals for Erection of 8 Nos | MAHABOOBNAGAR | 08.06.2012 | 0.0010066 | Submitted vide Distribution True-up petition for 2nd control Period as Annexure-I | Submitted vide Distribution True-up petition for 2nd control Period as Annexure-I
2801 | Erection of 1No 100KVA DTR for extension | MAHABOOBNAGAR | 25.01.2012 | 0.020922 | Submitted vide Distribution True-up petition for 2nd control Period as Annexure-I | Submitted vide Distribution True-up petition for 2nd control Period as Annexure-I
2802 | Extension of Supply to M/s M.S.R. Minera | MAHABOOBNAGAR | 25.05.2011 | 0.0037307 | Submitted vide Distribution True-up petition for 2nd control Period as Annexure-I | Submitted vide Distribution True-up petition for 2nd control Period as Annexure-I
2803 | Estimate for Extension of supply to SC.N | MAHABOOBNAGAR | 07.04.2011 | 0.00070545 | Submitted vide Distribution True-up petition for 2nd control Period as Annexure-I | Submitted vide Distribution True-up petition for 2nd control Period as Annexure-I
2804 | Estimate proposal for extension of suppl | MAHABOOBNAGAR | 25.04.2011 | 0.00070552 | Submitted vide Distribution True-up petition for 2nd control Period as Annexure-I | Submitted vide Distribution True-up petition for 2nd control Period as Annexure-I
2805 | Proposal for survey and release of 40 No | MAHABOOBNAGAR | 27.04.2011 | 0.004708 | Submitted vide Distribution True-up petition for 2nd control Period as Annexure-I | Submitted vide Distribution True-up petition for 2nd control Period as Annexure-I
2806 | Estimate proposals for Erection of 8 No' | MAHABOOBNAGAR | 08.06.2012 | 0.0011257 | Submitted vide Distribution True-up petition for 2nd control Period as Annexure-I | Submitted vide Distribution True-up petition for 2nd control Period as Annexure-I
2807 | Erection of 25 KVA DTR To release 5 Nos | MAHABOOBNAGAR | 29.04.2011 | 0.01683 | Submitted vide Distribution True-up petition for 2nd control Period as Annexure-I | Submitted vide Distribution True-up petition for 2nd control Period as Annexure-I
2808 | Erection of 25 KVA DTR To release 4 Nos | MAHABOOBNAGAR | 28.04.2011 | 0.01324 | Submitted vide Distribution True-up petition for 2nd control Period as Annexure-I | Submitted vide Distribution True-up petition for 2nd control Period as Annexure-I
2809 | Conv of LVDS into HVDS on 11 KV Kotra Fe | MAHABOOBNAGAR | 29.04.2011 | 0.22126 | Submitted vide Distribution True-up petition for 2nd control Period as Annexure-I | Submitted vide Distribution True-up petition for 2nd control Period as Annexure-I
2810 | Conv of LVDS into HVDS on 11 KV Veljal F | MAHABOOBNAGAR | 03.04.2011 | 0.13064 | Submitted vide Distribution True-up petition for 2nd control Period as Annexure-I | Submitted vide Distribution True-up petition for 2nd control Period as Annexure-I
2811 | Conv of LVDS into HVDS on 11 KV Boinpall | MAHABOOBNAGAR | 05.04.2011 | 0.11844 | Submitted vide Distribution True-up petition for 2nd control Period as Annexure-I | Submitted vide Distribution True-up petition for 2nd control Period as Annexure-I
2812 | Conv of LVDS into HVDS on 11 KV Bramhanp | MAHABOOBNAGAR | 04.04.2011 | 0.1378 | Submitted vide Distribution True-up petition for 2nd control Period as Annexure-I | Submitted vide Distribution True-up petition for 2nd control Period as Annexure-I
2813 | Conv of LVDS into HVDS on 11 KV Dindichi | MAHABOOBNAGAR | 04.04.2011 | 0.12858 | Submitted vide Distribution True-up petition for 2nd control Period as Annexure-I | Submitted vide Distribution True-up petition for 2nd control Period as Annexure-I
2814 | Conv of LVDS into HVDS on 11 KV DC Pally | MAHABOOBNAGAR | 23.04.2011 | 0.22719 | Submitted vide Distribution True-up petition for 2nd control Period as Annexure-I | Submitted vide Distribution True-up petition for 2nd control Period as Annexure-I
2815 | Conv of LVDS into HVDS on 11 KV Kondared | MAHABOOBNAGAR | 04.04.2011 | 0.060537 | Submitted vide Distribution True-up petition for 2nd control Period as Annexure-I | Submitted vide Distribution True-up petition for 2nd control Period as Annexure-I
2816 | Conv of LVDS into HVDS on 11 KV Kuppagan | MAHABOOBNAGAR | 14.04.2011 | 0.1304 | Submitted vide Distribution True-up petition for 2nd control Period as Annexure-I | Submitted vide Distribution True-up petition for 2nd control Period as Annexure-I
2817 | Estimate for erection of 2No 25KVA 3-Ph | MAHABOOBNAGAR | 08.06.2012 | 0.021629 | Submitted vide Distribution True-up petition for 2nd control Period as Annexure-I | Submitted vide Distribution True-up petition for 2nd control Period as Annexure-I
2818 | Estimate for erection of 1No 25KVA Addl. | MAHABOOBNAGAR | 08.06.2012 | 0.011355 | Submitted vide Distribution True-up petition for 2nd control Period as Annexure-I | Submitted vide Distribution True-up petition for 2nd control Period as Annexure-I
2819 | Estimate for erection of 2No 25 KVA Addl | MAHABOOBNAGAR | 08.06.2012 | 0.025541 | Submitted vide Distribution True-up petition for 2nd control Period as Annexure-I | Submitted vide Distribution True-up petition for 2nd control Period as Annexure-I
2820 | Estimate for erection of 2nos 25KVA Addl | MAHABOOBNAGAR | 08.06.2012 | 0.0092764 | Submitted vide Distribution True-up petition for 2nd control Period as Annexure-I | Submitted vide Distribution True-up petition for 2nd control Period as Annexure-I
2821 | Conv of LVDS into HVDS on 11 KV Veljal F | MAHABOOBNAGAR | 14.04.2011 | 0.13258 | Submitted vide Distribution True-up petition for 2nd control Period as Annexure-I | Submitted vide Distribution True-up petition for 2nd control Period as Annexure-I
2822 | E/S to 1 no 25 KVA DTR for 3 nos each 5 | MAHABOOBNAGAR | 02.05.2011 | 0.010724 | Submitted vide Distribution True-up petition for 2nd control Period as Annexure-I | Submitted vide Distribution True-up petition for 2nd control Period as Annexure-I
2823 | Erection of 1no 25KVA DTR for releasing | MAHABOOBNAGAR | 23.05.2011 | 0.0090571 | Submitted vide Distribution True-up petition for 2nd control Period as Annexure-I | Submitted vide Distribution True-up petition for 2nd control Period as Annexure-I
2824 | Estimate for Extension of supply to 1No | MAHABOOBNAGAR | 22.04.2011 | 0.014051 | Submitted vide Distribution True-up petition for 2nd control Period as Annexure-I | Submitted vide Distribution True-up petition for 2nd control Period as Annexure-I
2825 | Conv of LVDS into HVDS on 11 KV Veldanda | MAHABOOBNAGAR | 07.04.2011 | 0.096292 | Submitted vide Distribution True-up petition for 2nd control Period as Annexure-I | Submitted vide Distribution True-up petition for 2nd control Period as Annexure-I
2826 | Conv of LVDS into HVDS on 11 KV Boinpall | MAHABOOBNAGAR | 14.04.2011 | 0.20383 | Submitted vide Distribution True-up petition for 2nd control Period as Annexure-I | Submitted vide Distribution True-up petition for 2nd control Period as Annexure-I
2827 | Conv of LVDS into HVDS on 11 KV Veldanda | MAHABOOBNAGAR | 28.04.2011 | 0.10583 | Submitted vide Distribution True-up petition for 2nd control Period as Annexure-I | Submitted vide Distribution True-up petition for 2nd control Period as Annexure-I
2828 | Conv of LVDS into HVDS on 11 KV Veldanda | MAHABOOBNAGAR | 26.04.2011 | 0.11993 | Submitted vide Distribution True-up petition for 2nd control Period as Annexure-I | Submitted vide Distribution True-up petition for 2nd control Period as Annexure-I
2829 | Conv of LVDS into HVDS on 11 KV Veldanda | MAHABOOBNAGAR | 26.04.2011 | 0.081468 | Submitted vide Distribution True-up petition for 2nd control Period as Annexure-I | Submitted vide Distribution True-up petition for 2nd control Period as Annexure-I
2830 | Conv of LVDS into HVDS on 11 KV Kondared | MAHABOOBNAGAR | 29.04.2011 | 0.058494 | Submitted vide Distribution True-up petition for 2nd control Period as Annexure-I | Submitted vide Distribution True-up petition for 2nd control Period as Annexure-I
2831 | Conv of LVDS into HVDS on 11 KV Peddapur | MAHABOOBNAGAR | 19.04.2011 | 0.15634 | Submitted vide Distribution True-up petition for 2nd control Period as Annexure-I | Submitted vide Distribution True-up petition for 2nd control Period as Annexure-I
2832 | Conv of LVDS into HVDS on 11 KV Kotra Ru | MAHABOOBNAGAR | 26.04.2011 | 0.035034 | Submitted vide Distribution True-up petition for 2nd control Period as Annexure-I | Submitted vide Distribution True-up petition for 2nd control Period as Annexure-I
2833 | Conv of LVDS into HVDS on 11 KV Kotra Fe | MAHABOOBNAGAR | 27.04.2011 | 0.08582 | Submitted vide Distribution True-up petition for 2nd control Period as Annexure-I | Submitted vide Distribution True-up petition for 2nd control Period as Annexure-I
2834 | Conv of LVDS into HVDS on 11 KV Kotra Fe | MAHABOOBNAGAR | 21.04.2011 | 0.055843 | Submitted vide Distribution True-up petition for 2nd control Period as Annexure-I | Submitted vide Distribution True-up petition for 2nd control Period as Annexure-I
2835 | Conv of LVDS into HVDS on 11 KV Boinapll | MAHABOOBNAGAR | 14.04.2011 | 0.13623 | Submitted vide Distribution True-up petition for 2nd control Period as Annexure-I | Submitted vide Distribution True-up petition for 2nd control Period as Annexure-I
2836 | Conv of LVDS into HVDS on 11 KV Pothepal | MAHABOOBNAGAR | 01.04.2011 | 0.18507 | Submitted vide Distribution True-up petition for 2nd control Period as Annexure-I | Submitted vide Distribution True-up petition for 2nd control Period as Annexure-I
2837 | Conv of LVDS into HVDS on 11 KV Pothepal | MAHABOOBNAGAR | 03.04.2011 | 0.069216 | Submitted vide Distribution True-up petition for 2nd control Period as Annexure-I | Submitted vide Distribution True-up petition for 2nd control Period as Annexure-I
2838 | Conv of LVDS into HVDS on 11 KV Kondared | MAHABOOBNAGAR | 21.04.2011 | 0.21172 | Submitted vide Distribution True-up petition for 2nd control Period as Annexure-I | Submitted vide Distribution True-up petition for 2nd control Period as Annexure-I
2839 | Conv of LVDS into HVDS on 11 KV Kondared | MAHABOOBNAGAR | 04.04.2011 | 0.10595 | Submitted vide Distribution True-up petition for 2nd control Period as Annexure-I | Submitted vide Distribution True-up petition for 2nd control Period as Annexure-I
2840 | Conv of LVDS into HVDS on 11 KV Kondared | MAHABOOBNAGAR | 04.04.2011 | 0.11327 | Submitted vide Distribution True-up petition for 2nd control Period as Annexure-I | Submitted vide Distribution True-up petition for 2nd control Period as Annexure-I
2841 | Estimate Proposal for erection of 1 No. | MAHABOOBNAGAR | 19.04.2011 | 0.009536 | Submitted vide Distribution True-up petition for 2nd control Period as Annexure-I | Submitted vide Distribution True-up petition for 2nd control Period as Annexure-I
2842 | Conv of LVDS into HVDS on 11 KV Kotra Fe | MAHABOOBNAGAR | 26.04.2011 | 0.11325 | Submitted vide Distribution True-up petition for 2nd control Period as Annexure-I | Submitted vide Distribution True-up petition for 2nd control Period as Annexure-I
2843 | Conv of LVDS into HVDS on 11 KV Veljal F | MAHABOOBNAGAR | 01.04.2011 | 0.096043 | Submitted vide Distribution True-up petition for 2nd control Period as Annexure-I | Submitted vide Distribution True-up petition for 2nd control Period as Annexure-I
2844 | Estimate Proposal for erection of 1 No. | MAHABOOBNAGAR | 19.04.2011 | 0.009747 | Submitted vide Distribution True-up petition for 2nd control Period as Annexure-I | Submitted vide Distribution True-up petition for 2nd control Period as Annexure-I
2845 | Conv of LVDS into HVDS on 11 KV Veljal F | MAHABOOBNAGAR | 03.04.2011 | 0.082388 | Submitted vide Distribution True-up petition for 2nd control Period as Annexure-I | Submitted vide Distribution True-up petition for 2nd control Period as Annexure-I
2846 | Conv of LVDS into HVDS on 11 KV Peddapur | MAHABOOBNAGAR | 01.04.2011 | 0.16879 | Submitted vide Distribution True-up petition for 2nd control Period as Annexure-I | Submitted vide Distribution True-up petition for 2nd control Period as Annexure-I
2847 | Conv of LVDS into HVDS on 11 KV Peddapur | MAHABOOBNAGAR | 19.04.2011 | 0.12353 | Submitted vide Distribution True-up petition for 2nd control Period as Annexure-I | Submitted vide Distribution True-up petition for 2nd control Period as Annexure-I
2848 | Conv of LVDS into HVDS on 11 KV Kotra Fe | MAHABOOBNAGAR | 21.04.2011 | 0.053569 | Submitted vide Distribution True-up petition for 2nd control Period as Annexure-I | Submitted vide Distribution True-up petition for 2nd control Period as Annexure-I
2849 | Estimate Proposal for erection of 2 No. | MAHABOOBNAGAR | 22.04.2011 | 0.021399 | Submitted vide Distribution True-up petition for 2nd control Period as Annexure-I | Submitted vide Distribution True-up petition for 2nd control Period as Annexure-I
2850 | E/S to 1 no 74HP INDL Load to M/S.Sri.An | MAHABOOBNAGAR | 02.06.2011 | 0.017864 | Submitted vide Distribution True-up petition for 2nd control Period as Annexure-I | Submitted vide Distribution True-up petition for 2nd control Period as Annexure-I
2851 | Conv of LVDS into HVDS on 11 KV Jakinalp | MAHABOOBNAGAR | 04.04.2011 | 0.12094 | Submitted vide Distribution True-up petition for 2nd control Period as Annexure-I | Submitted vide Distribution True-up petition for 2nd control Period as Annexure-I
2852 | Estimate for Erection 3 No 25 KVA Single | MAHABOOBNAGAR | 08.06.2012 | 0.010363 | Submitted vide Distribution True-up petition for 2nd control Period as Annexure-I | Submitted vide Distribution True-up petition for 2nd control Period as Annexure-I
2853 | Extension of Supply to M/s. Natco Pharma | MAHABOOBNAGAR | 20.04.2011 | 0.01063 | Submitted vide Distribution True-up petition for 2nd control Period as Annexure-I | Submitted vide Distribution True-up petition for 2nd control Period as Annexure-I
2854 | Estimate for Extension of Supply to 1No | MAHABOOBNAGAR | 06.04.2011 | 0.0072606 | Submitted vide Distribution True-up petition for 2nd control Period as Annexure-I | Submitted vide Distribution True-up petition for 2nd control Period as Annexure-I
2855 | Extension of supply to 1No.74HP industri | MAHABOOBNAGAR | 03.05.2011 | 0.010044 | Submitted vide Distribution True-up petition for 2nd control Period as Annexure-I | Submitted vide Distribution True-up petition for 2nd control Period as Annexure-I
2856 | Estimate for extension of supply to 20KW | MAHABOOBNAGAR | 27.04.2011 | 0.018449 | Submitted vide Distribution True-up petition for 2nd control Period as Annexure-I | Submitted vide Distribution True-up petition for 2nd control Period as Annexure-I
2857 | E/s to 1 No. 15.0 KW Additional load to | MAHABOOBNAGAR | 03.03.2012 | 0.014653 | Submitted vide Distribution True-up petition for 2nd control Period as Annexure-I | Submitted vide Distribution True-up petition for 2nd control Period as Annexure-I
2858 | Extension of supply to 5.0 KW Additional | MAHABOOBNAGAR | 28.04.2011 | 0.014213 | Submitted vide Distribution True-up petition for 2nd control Period as Annexure-I | Submitted vide Distribution True-up petition for 2nd control Period as Annexure-I
2859 | Extension of supply to 10 KW Non Domesti | MAHABOOBNAGAR | 27.07.2011 | 0.0081658 | Submitted vide Distribution True-up petition for 2nd control Period as Annexure-I | Submitted vide Distribution True-up petition for 2nd control Period as Annexure-I
2860 | Estimate for Release of 1no 5.0HP Agl lo | MAHABOOBNAGAR | 25.04.2011 | 0.00080848 | Submitted vide Distribution True-up petition for 2nd control Period as Annexure-I | Submitted vide Distribution True-up petition for 2nd control Period as Annexure-I
2861 | Estimate for extension of supply to 1No | MAHABOOBNAGAR | 23.04.2011 | 0.00014567 | Submitted vide Distribution True-up petition for 2nd control Period as Annexure-I | Submitted vide Distribution True-up petition for 2nd control Period as Annexure-I
2862 | Extension of supply to 2 KW M\Non Domest | MAHABOOBNAGAR | 20.04.2011 | 0.0036139 | Submitted vide Distribution True-up petition for 2nd control Period as Annexure-I | Submitted vide Distribution True-up petition for 2nd control Period as Annexure-I
2863 | E/S TO ERECTION OF 2NO 25KVA UNDER CAT-V | MAHABOOBNAGAR | 25.03.2012 | 0.026945 | Submitted vide Distribution True-up petition for 2nd control Period as Annexure-I | Submitted vide Distribution True-up petition for 2nd control Period as Annexure-I
2864 | Estimate proposal for E/S to 1 no 74HP I | MAHABOOBNAGAR | 07.05.2011 | 0.023958 | Submitted vide Distribution True-up petition for 2nd control Period as Annexure-I | Submitted vide Distribution True-up petition for 2nd control Period as Annexure-I
2865 | e/s proposal for release of 4Nos. Agl at | MAHABOOBNAGAR | 24.11.2011 | 0.013118 | Submitted vide Distribution True-up petition for 2nd control Period as Annexure-I | Submitted vide Distribution True-up petition for 2nd control Period as Annexure-I
2866 | e/s proposal for release of 4 Nos. Agls | MAHABOOBNAGAR | 24.11.2011 | 0.013997 | Submitted vide Distribution True-up petition for 2nd control Period as Annexure-I | Submitted vide Distribution True-up petition for 2nd control Period as Annexure-I
2867 | e/s proposal for release of 5 Nos. Agl a | MAHABOOBNAGAR | 24.11.2011 | 0.015247 | Submitted vide Distribution True-up petition for 2nd control Period as Annexure-I | Submitted vide Distribution True-up petition for 2nd control Period as Annexure-I
2868 | E/s proposal for DTR fencing at TV-SS-I | MAHABOOBNAGAR | 08.06.2012 | 0.0031363 | Submitted vide Distribution True-up petition for 2nd control Period as Annexure-I | Submitted vide Distribution True-up petition for 2nd control Period as Annexure-I
2869 | E/s proposal for DTR fencing at JD-SS-I | MAHABOOBNAGAR | 08.06.2012 | 0.0026136 | Submitted vide Distribution True-up petition for 2nd control Period as Annexure-I | Submitted vide Distribution True-up petition for 2nd control Period as Annexure-I
2870 | E/s proposal for DTR fencing at collect | MAHABOOBNAGAR | 08.06.2012 | 0.0026136 | Submitted vide Distribution True-up petition for 2nd control Period as Annexure-I | Submitted vide Distribution True-up petition for 2nd control Period as Annexure-I
2871 | E/s proposal for DTR fencing at PL-SS-II | MAHABOOBNAGAR | 08.06.2012 | 0.0030056 | Submitted vide Distribution True-up petition for 2nd control Period as Annexure-I | Submitted vide Distribution True-up petition for 2nd control Period as Annexure-I
2872 | Estimate for erection of 2x25KVA Dist.Tr | MAHABOOBNAGAR | 20.11.2012 | 0.018171 | Submitted vide Distribution True-up petition for 2nd control Period as Annexure-I | Submitted vide Distribution True-up petition for 2nd control Period as Annexure-I
2873 | E/s to for release of 4Nos.Agl at Thippa | MAHABOOBNAGAR | 24.11.2011 | 0.010115 | Submitted vide Distribution True-up petition for 2nd control Period as Annexure-I | Submitted vide Distribution True-up petition for 2nd control Period as Annexure-I
2874 | Errection of 1*25 KVADTR for Vampuguda | MAHABOOBNAGAR | 17.01.2012 | 0.012834 | Submitted vide Distribution True-up petition for 2nd control Period as Annexure-I | Submitted vide Distribution True-up petition for 2nd control Period as Annexure-I
2875 | E/s. 1 No. 25 KVA Addl DTR For over load | MAHABOOBNAGAR | 08.06.2012 | 0.019895 | Submitted vide Distribution True-up petition for 2nd control Period as Annexure-I | Submitted vide Distribution True-up petition for 2nd control Period as Annexure-I
2876 | Providing of new to BPL services under | MAHABOOBNAGAR | 24.11.2011 | 0.004708 | Submitted vide Distribution True-up petition for 2nd control Period as Annexure-I | Submitted vide Distribution True-up petition for 2nd control Period as Annexure-I
2877 | Providing of new single phase electronic | MAHABOOBNAGAR | 24.11.2011 | 0.0031779 | Submitted vide Distribution True-up petition for 2nd control Period as Annexure-I | Submitted vide Distribution True-up petition for 2nd control Period as Annexure-I
2878 | Estimate for extension of supply to 1No | MAHABOOBNAGAR | 22.04.2011 | 0.0079022 | Submitted vide Distribution True-up petition for 2nd control Period as Annexure-I | Submitted vide Distribution True-up petition for 2nd control Period as Annexure-I
2879 | E/s proposal for DTR fencing at PL-SS-I | MAHABOOBNAGAR | 08.06.2012 | 0.0023522 | Submitted vide Distribution True-up petition for 2nd control Period as Annexure-I | Submitted vide Distribution True-up petition for 2nd control Period as Annexure-I
2880 | E/s proposal for DTR fencing at collect | MAHABOOBNAGAR | 08.06.2012 | 0.0024829 | Submitted vide Distribution True-up petition for 2nd control Period as Annexure-I | Submitted vide Distribution True-up petition for 2nd control Period as Annexure-I
2881 | E/s proposal for DTR fencing at BS-SS-I | MAHABOOBNAGAR | 08.06.2012 | 0.0030056 | Submitted vide Distribution True-up petition for 2nd control Period as Annexure-I | Submitted vide Distribution True-up petition for 2nd control Period as Annexure-I
2882 | E/s proposal for fencing of DTR at CC SS | MAHABOOBNAGAR | 08.06.2012 | 0.002875 | Submitted vide Distribution True-up petition for 2nd control Period as Annexure-I | Submitted vide Distribution True-up petition for 2nd control Period as Annexure-I
2883 | Estimate for extension of supply to 1No | MAHABOOBNAGAR | 22.04.2011 | 0.0033972 | Submitted vide Distribution True-up petition for 2nd control Period as Annexure-I | Submitted vide Distribution True-up petition for 2nd control Period as Annexure-I
2884 | E/s to 1 No.5 HP Agl load to smt.V.Banni | MAHABOOBNAGAR | 23.04.2011 | 0.0015511 | Submitted vide Distribution True-up petition for 2nd control Period as Annexure-I | Submitted vide Distribution True-up petition for 2nd control Period as Annexure-I
2885 | E/S for Rectification of 11 KV Bhoothpur | MAHABOOBNAGAR | 08.06.2012 | 0.0071509 | Submitted vide Distribution True-up petition for 2nd control Period as Annexure-I | Submitted vide Distribution True-up petition for 2nd control Period as Annexure-I
2886 | Extension of 11KV HT Supply to M/s KHR & | MAHABOOBNAGAR | 03.11.2011 | 0.050725 | Submitted vide Distribution True-up petition for 2nd control Period as Annexure-I | Submitted vide Distribution True-up petition for 2nd control Period as Annexure-I
2887 | E/S proposal for Replacement of new VCB | MAHABOOBNAGAR | 08.06.2012 | 0.028167 | Submitted vide Distribution True-up petition for 2nd control Period as Annexure-I | Submitted vide Distribution True-up petition for 2nd control Period as Annexure-I
2888 | Installation and Commission of Intellige | MAHABOOBNAGAR | 08.06.2012 | 0.64392 | Submitted vide Distribution True-up petition for 2nd control Period as Annexure-I | Submitted vide Distribution True-up petition for 2nd control Period as Annexure-I
2889 | Estimate for Extension of supply to 9KW | MAHABOOBNAGAR | 27.04.2011 | 0.020294 | Submitted vide Distribution True-up petition for 2nd control Period as Annexure-I | Submitted vide Distribution True-up petition for 2nd control Period as Annexure-I
2890 | Estimate for erection of 1No 63KVA DTR i | MAHABOOBNAGAR | 08.06.2012 | 0.011502 | Submitted vide Distribution True-up petition for 2nd control Period as Annexure-I | Submitted vide Distribution True-up petition for 2nd control Period as Annexure-I
2891 | E/Sfor Release of 5nos. Agls at Tandra,v | MAHABOOBNAGAR | 10.05.2014 | 0.018539 | Submitted vide Distribution True-up petition for 2nd control Period as Annexure-I | Submitted vide Distribution True-up petition for 2nd control Period as Annexure-I
2892 | Estimate for erection of 1No 25 KVA DTR | MAHABOOBNAGAR | 19.04.2011 | 0.011769 | Submitted vide Distribution True-up petition for 2nd control Period as Annexure-I | Submitted vide Distribution True-up petition for 2nd control Period as Annexure-I
2893 | Estimate for erection of 1No 25 KVA DTR | MAHABOOBNAGAR | 25.06.2011 | 0.013434 | Submitted vide Distribution True-up petition for 2nd control Period as Annexure-I | Submitted vide Distribution True-up petition for 2nd control Period as Annexure-I
2894 | Erection of 1No 25KVA DTR for releasing | MAHABOOBNAGAR | 22.03.2012 | 0.0089645 | Submitted vide Distribution True-up petition for 2nd control Period as Annexure-I | Submitted vide Distribution True-up petition for 2nd control Period as Annexure-I
2895 | 1NO15KVA<(>,<)>5.0KW TO,SDE,BSNLCELL,KIS | MAHABOOBNAGAR | 26.04.2011 | 0.0054709 | Submitted vide Distribution True-up petition for 2nd control Period as Annexure-I | Submitted vide Distribution True-up petition for 2nd control Period as Annexure-I
2896 | E/S for Rectification of 33 KV Kodur fee | MAHABOOBNAGAR | 08.06.2012 | 0.0019097 | Submitted vide Distribution True-up petition for 2nd control Period as Annexure-I | Submitted vide Distribution True-up petition for 2nd control Period as Annexure-I
2897 | E/s to errection of 1No. 100 KVA Addl. | MAHABOOBNAGAR | 08.06.2012 | 0.017544 | Submitted vide Distribution True-up petition for 2nd control Period as Annexure-I | Submitted vide Distribution True-up petition for 2nd control Period as Annexure-I
2898 | E/s for Errection of 01 No 63 KVA Addl D | MAHABOOBNAGAR | 20.11.2012 | 0.0036965 | Submitted vide Distribution True-up petition for 2nd control Period as Annexure-I | Submitted vide Distribution True-up petition for 2nd control Period as Annexure-I
2899 | Extension of supply to 1No 5 HP AGL Load | MAHABOOBNAGAR | 30.04.2011 | 0.0010913 | Submitted vide Distribution True-up petition for 2nd control Period as Annexure-I | Submitted vide Distribution True-up petition for 2nd control Period as Annexure-I
2900 | Erection of 2x25KVA Additional DTR's for | MAHABOOBNAGAR | 11.06.2012 | 0.021014 | Submitted vide Distribution True-up petition for 2nd control Period as Annexure-I | Submitted vide Distribution True-up petition for 2nd control Period as Annexure-I
2901 | E/S TO RELESE OF 3NO 5HP(15HP) AGL LOADS | MAHABOOBNAGAR | 15.03.2013 | 0.0047962 | Submitted vide Distribution True-up petition for 2nd control Period as Annexure-I | Submitted vide Distribution True-up petition for 2nd control Period as Annexure-I
2902 | E/S TO 2NO 25KVA CAT-VA AT TIRMALAPUR(V) | MAHABOOBNAGAR | 05.05.2011 | 0.023676 | Submitted vide Distribution True-up petition for 2nd control Period as Annexure-I | Submitted vide Distribution True-up petition for 2nd control Period as Annexure-I
2903 | E/S TO RELESE OF 3NO 5HP(15HP) AGL LOADS | MAHABOOBNAGAR | 15.03.2013 | 0.0047978 | Submitted vide Distribution True-up petition for 2nd control Period as Annexure-I | Submitted vide Distribution True-up petition for 2nd control Period as Annexure-I
2904 | E/S TO RELESE OF 3NO 5HP(15HP) AGL LOADS | MAHABOOBNAGAR | 15.03.2013 | 0.0048362 | Submitted vide Distribution True-up petition for 2nd control Period as Annexure-I | Submitted vide Distribution True-up petition for 2nd control Period as Annexure-I
2905 | E/S TO RELESE OF 3NO 5HP(15HP) AGL LOADS | MAHABOOBNAGAR | 15.03.2013 | 0.0044074 | Submitted vide Distribution True-up petition for 2nd control Period as Annexure-I | Submitted vide Distribution True-up petition for 2nd control Period as Annexure-I
2906 | E/S TO RELESE OF 3NO 5HP(15HP) AGL LOADS | MAHABOOBNAGAR | 15.03.2013 | 0.0044422 | Submitted vide Distribution True-up petition for 2nd control Period as Annexure-I | Submitted vide Distribution True-up petition for 2nd control Period as Annexure-I
2907 | E/S TO RELESE OF 3NO 5HP(15HP) AGL LOADS | MAHABOOBNAGAR | 15.03.2013 | 0.0048014 | Submitted vide Distribution True-up petition for 2nd control Period as Annexure-I | Submitted vide Distribution True-up petition for 2nd control Period as Annexure-I
2908 | E/S TO 1NO 25KVA UNDER CAT-VA AT TIPPADA | MAHABOOBNAGAR | 25.05.2011 | 0.012809 | Submitted vide Distribution True-up petition for 2nd control Period as Annexure-I | Submitted vide Distribution True-up petition for 2nd control Period as Annexure-I
2909 | e/s to 1No 25KVA at UNDECODE(V) IN NARV | MAHABOOBNAGAR | 15.03.2013 | 0.013768 | Submitted vide Distribution True-up petition for 2nd control Period as Annexure-I | Submitted vide Distribution True-up petition for 2nd control Period as Annexure-I
2910 | E/S TO 1NO 25KVA UNDER CAT-VA AT JANGAMR | MAHABOOBNAGAR | 15.03.2013 | 0.010586 | Submitted vide Distribution True-up petition for 2nd control Period as Annexure-I | Submitted vide Distribution True-up petition for 2nd control Period as Annexure-I
2911 | Narva-Nagalkadmoor -6NOs Agl catVA SC's | MAHABOOBNAGAR | 15.03.2013 | 0.0207 | Submitted vide Distribution True-up petition for 2nd control Period as Annexure-I | Submitted vide Distribution True-up petition for 2nd control Period as Annexure-I
2912 | Narva-Naglkadmoor-Rel of 6Nos Agl Sc's u | MAHABOOBNAGAR | 15.03.2013 | 0.020605 | Submitted vide Distribution True-up petition for 2nd control Period as Annexure-I | Submitted vide Distribution True-up petition for 2nd control Period as Annexure-I
2913 | E/STO1NO 25KVA CAT-VA AT NAGAL KADUMUR( | MAHABOOBNAGAR | 15.03.2013 | 0.01079 | Submitted vide Distribution True-up petition for 2nd control Period as Annexure-I | Submitted vide Distribution True-up petition for 2nd control Period as Annexure-I
2914 | E/STO 1NO 25KVA UNDER CAT-VA AT KANMANU | MAHABOOBNAGAR | 15.03.2013 | 0.011028 | Submitted vide Distribution True-up petition for 2nd control Period as Annexure-I | Submitted vide Distribution True-up petition for 2nd control Period as Annexure-I
2915 | E/S TO 1NO 25KVA UNDER CAT-VA AT PALLAMA | MAHABOOBNAGAR | 05.05.2011 | 0.014016 | Submitted vide Distribution True-up petition for 2nd control Period as Annexure-I | Submitted vide Distribution True-up petition for 2nd control Period as Annexure-I
2916 | E/S TO 1NO 25KVA UNDER CAT-VA AT PALLAMA | MAHABOOBNAGAR | 05.05.2011 | 0.014016 | Submitted vide Distribution True-up petition for 2nd control Period as Annexure-I | Submitted vide Distribution True-up petition for 2nd control Period as Annexure-I
2917 | E/S TO 3NO 5HP(15HP) AGL LOADS AT ALLIPU | MAHABOOBNAGAR | 05.05.2011 | 0.0044751 | Submitted vide Distribution True-up petition for 2nd control Period as Annexure-I | Submitted vide Distribution True-up petition for 2nd control Period as Annexure-I
2918 | E/S TO 3NO 5HP(15HP) AGL LOADS AT KOTHAP | MAHABOOBNAGAR | 05.05.2011 | 0.0048504 | Submitted vide Distribution True-up petition for 2nd control Period as Annexure-I | Submitted vide Distribution True-up petition for 2nd control Period as Annexure-I
2919 | E/S TO 3NO 5HP(15HP) AGL LOADS AT APPAMP | MAHABOOBNAGAR | 05.05.2011 | 0.0043651 | Submitted vide Distribution True-up petition for 2nd control Period as Annexure-I | Submitted vide Distribution True-up petition for 2nd control Period as Annexure-I
2920 | E/S TO ERECTION OF 1NO 25KVA DTR UNDER C | MAHABOOBNAGAR | 05.05.2011 | 0.013272 | Submitted vide Distribution True-up petition for 2nd control Period as Annexure-I | Submitted vide Distribution True-up petition for 2nd control Period as Annexure-I
2921 | E/S TO 1NO 25KVA UNDER CAT-VA AT DEVERPA | MAHABOOBNAGAR | 24.05.2011 | 0.010486 | Submitted vide Distribution True-up petition for 2nd control Period as Annexure-I | Submitted vide Distribution True-up petition for 2nd control Period as Annexure-I
2922 | E/S TO 2NO 25KVA DTR UNDER CAT-VA AT APP | MAHABOOBNAGAR | 05.05.2011 | 0.022724 | Submitted vide Distribution True-up petition for 2nd control Period as Annexure-I | Submitted vide Distribution True-up petition for 2nd control Period as Annexure-I
2923 | E/S TO 1NO 5HP AGL LOADS AT WADDEMAN(V)I | MAHABOOBNAGAR | 05.05.2011 | 0.0016571 | Submitted vide Distribution True-up petition for 2nd control Period as Annexure-I | Submitted vide Distribution True-up petition for 2nd control Period as Annexure-I
2924 | Errection of 2*25 KVADTR for releasing o | MAHABOOBNAGAR | 08.12.2011 | 0.023367 | Submitted vide Distribution True-up petition for 2nd control Period as Annexure-I | Submitted vide Distribution True-up petition for 2nd control Period as Annexure-I
2925 | E/S TO REPLACEMENT OF DAMAGED POLES AT V | MAHABOOBNAGAR | 08.06.2012 | 0.001161 | Submitted vide Distribution True-up petition for 2nd control Period as Annexure-I | Submitted vide Distribution True-up petition for 2nd control Period as Annexure-I
2926 | ERECTION OF 1NO 25KVA ADDL DTR ON EXISTI | MAHABOOBNAGAR | 11.06.2012 | 0.010982 | Submitted vide Distribution True-up petition for 2nd control Period as Annexure-I | Submitted vide Distribution True-up petition for 2nd control Period as Annexure-I
2927 | E/s to 4Nos 5HP (4x5HP=20HP) Agriculture | MAHABOOBNAGAR | 24.03.2012 | 0.017311 | Submitted vide Distribution True-up petition for 2nd control Period as Annexure-I | Submitted vide Distribution True-up petition for 2nd control Period as Annexure-I
2928 | E/s 5Nos 5HP (5x5HP=25HP) Agriulture loa | MAHABOOBNAGAR | 27.03.2012 | 0.021511 | Submitted vide Distribution True-up petition for 2nd control Period as Annexure-I | Submitted vide Distribution True-up petition for 2nd control Period as Annexure-I
2929 | E/s 5Nos 5HP (5x5HP=25HP) Agriculture lo | MAHABOOBNAGAR | 26.03.2012 | 0.021429 | Submitted vide Distribution True-up petition for 2nd control Period as Annexure-I | Submitted vide Distribution True-up petition for 2nd control Period as Annexure-I
2930 | E/s 5Nos 5HP (5x5HP=25HP) Agriculture lo | MAHABOOBNAGAR | 24.03.2012 | 0.021305 | Submitted vide Distribution True-up petition for 2nd control Period as Annexure-I | Submitted vide Distribution True-up petition for 2nd control Period as Annexure-I
2931 | E/s 4Nos 5HP (4x5HP=20HP) Agriculture lo | MAHABOOBNAGAR | 27.03.2012 | 0.016983 | Submitted vide Distribution True-up petition for 2nd control Period as Annexure-I | Submitted vide Distribution True-up petition for 2nd control Period as Annexure-I
2932 | E/S TO 1NO 25KVA CAT-VA AT DASARPALLY(V) | MAHABOOBNAGAR | 05.05.2011 | 0.010793 | Submitted vide Distribution True-up petition for 2nd control Period as Annexure-I | Submitted vide Distribution True-up petition for 2nd control Period as Annexure-I
2933 | E/S TO 1NO 25KVA UNDER CAT-VA AT DASARPA | MAHABOOBNAGAR | 05.05.2011 | 0.02061 | Submitted vide Distribution True-up petition for 2nd control Period as Annexure-I | Submitted vide Distribution True-up petition for 2nd control Period as Annexure-I
2934 | E/STO1NO 25KVA CAT-VA AT BEKKAR PALLY(V | MAHABOOBNAGAR | 15.03.2013 | 0.010807 | Submitted vide Distribution True-up petition for 2nd control Period as Annexure-I | Submitted vide Distribution True-up petition for 2nd control Period as Annexure-I
2935 | Errection of 1*25 KVADTR for releasing O | MAHABOOBNAGAR | 07.12.2011 | 0.013942 | Submitted vide Distribution True-up petition for 2nd control Period as Annexure-I | Submitted vide Distribution True-up petition for 2nd control Period as Annexure-I
2936 | Estimate for Erection of 2 No. 25 KVA Ad | MAHABOOBNAGAR | 11.06.2012 | 0.018452 | Submitted vide Distribution True-up petition for 2nd control Period as Annexure-I | Submitted vide Distribution True-up petition for 2nd control Period as Annexure-I
2937 | Estimate for Erection of 2 No. 25 KVA Ad | MAHABOOBNAGAR | 11.06.2012 | 0.018452 | Submitted vide Distribution True-up petition for 2nd control Period as Annexure-I | Submitted vide Distribution True-up petition for 2nd control Period as Annexure-I
2938 | Estimate for Erection of 1 No. 25 KVA Ad | MAHABOOBNAGAR | 11.06.2012 | 0.0097718 | Submitted vide Distribution True-up petition for 2nd control Period as Annexure-I | Submitted vide Distribution True-up petition for 2nd control Period as Annexure-I
2939 | Estimate for Erection of 1 No. 25 KVA Ad | MAHABOOBNAGAR | 11.06.2012 | 0.011065 | Submitted vide Distribution True-up petition for 2nd control Period as Annexure-I | Submitted vide Distribution True-up petition for 2nd control Period as Annexure-I
2940 | Estimate for Erection of 1 No. 25 KVA Ad | MAHABOOBNAGAR | 11.06.2012 | 0.010982 | Submitted vide Distribution True-up petition for 2nd control Period as Annexure-I | Submitted vide Distribution True-up petition for 2nd control Period as Annexure-I
2941 | E/s to 1 No. 55.0 KW Non-Domestic loads | MAHABOOBNAGAR | 25.04.2011 | 0.018144 | Submitted vide Distribution True-up petition for 2nd control Period as Annexure-I | Submitted vide Distribution True-up petition for 2nd control Period as Annexure-I
2942 | Estimate for Releasing of 03nos Agricult | MAHABOOBNAGAR | 02.05.2011 | 0.01154 | Submitted vide Distribution True-up petition for 2nd control Period as Annexure-I | Submitted vide Distribution True-up petition for 2nd control Period as Annexure-I
2943 | Erection of 1No. 25KVA DTR for releasing | MAHABOOBNAGAR | 30.12.2011 | 0.020225 | Submitted vide Distribution True-up petition for 2nd control Period as Annexure-I | Submitted vide Distribution True-up petition for 2nd control Period as Annexure-I
2944 | Providing of MS flat for Renovation of e | MAHABOOBNAGAR | 10.05.2014 | 0.013584 | Submitted vide Distribution True-up petition for 2nd control Period as Annexure-I | Submitted vide Distribution True-up petition for 2nd control Period as Annexure-I
2945 | Providing of MS Flat for Renovation of e | MAHABOOBNAGAR | 25.04.2017 | 0.022479 | Submitted vide Distribution True-up petition for 2nd control Period as Annexure-I | Submitted vide Distribution True-up petition for 2nd control Period as Annexure-I
2946 | E/s to 1 No.25 KVA DTR for released 3 No | MAHABOOBNAGAR | 25.04.2011 | 0.010487 | Submitted vide Distribution True-up petition for 2nd control Period as Annexure-I | Submitted vide Distribution True-up petition for 2nd control Period as Annexure-I
2947 | Erection of 1No 25KVA DTR for releasing | MAHABOOBNAGAR | 05.08.2011 | 0.0077793 | Submitted vide Distribution True-up petition for 2nd control Period as Annexure-I | Submitted vide Distribution True-up petition for 2nd control Period as Annexure-I
2948 | Extension of HT supply to M/s BRG Energy | MAHABOOBNAGAR | 30.04.2011 | 0.0070438 | Submitted vide Distribution True-up petition for 2nd control Period as Annexure-I | Submitted vide Distribution True-up petition for 2nd control Period as Annexure-I
2949 | E/s Proposal for Extension of supply to1 | MAHABOOBNAGAR | 05.05.2011 | 0.0053525 | Submitted vide Distribution True-up petition for 2nd control Period as Annexure-I | Submitted vide Distribution True-up petition for 2nd control Period as Annexure-I
2950 | E/s to 1 No. 25 KVA DTR for Released 4 N | MAHABOOBNAGAR | 28.04.2011 | 0.015308 | Submitted vide Distribution True-up petition for 2nd control Period as Annexure-I | Submitted vide Distribution True-up petition for 2nd control Period as Annexure-I
2951 | E/s to errection of 1no.25kva addl DTR O | MAHABOOBNAGAR | 08.06.2012 | 0.01434 | Submitted vide Distribution True-up petition for 2nd control Period as Annexure-I | Submitted vide Distribution True-up petition for 2nd control Period as Annexure-I
2952 | Estimate for erection of 1No 15KVA DTR t | MAHABOOBNAGAR | 14.06.2011 | 0.011895 | Submitted vide Distribution True-up petition for 2nd control Period as Annexure-I | Submitted vide Distribution True-up petition for 2nd control Period as Annexure-I
2953 | 25 KVA on SS XV at Chinnadarpally(V). | MAHABOOBNAGAR | 11.06.2012 | 0.008693 | Submitted vide Distribution True-up petition for 2nd control Period as Annexure-I | Submitted vide Distribution True-up petition for 2nd control Period as Annexure-I
2954 | Estimate for Erection of 1No. 15KVA Sing | MAHABOOBNAGAR | 11.06.2012 | 0.0024815 | Submitted vide Distribution True-up petition for 2nd control Period as Annexure-I | Submitted vide Distribution True-up petition for 2nd control Period as Annexure-I
2955 | Estimate for Erection of 1 No. 15KVA Sin | MAHABOOBNAGAR | 11.06.2012 | 0.0024815 | Submitted vide Distribution True-up petition for 2nd control Period as Annexure-I | Submitted vide Distribution True-up petition for 2nd control Period as Annexure-I
2956 | Extension of supply to 1 No.49 HP indust | MAHABOOBNAGAR | 16.06.2011 | 0.14954 | Submitted vide Distribution True-up petition for 2nd control Period as Annexure-I | Submitted vide Distribution True-up petition for 2nd control Period as Annexure-I
2957 | E/s for Extension of supply to 74HP Indu | MAHABOOBNAGAR | 24.11.2011 | 0.035469 | Submitted vide Distribution True-up petition for 2nd control Period as Annexure-I | Submitted vide Distribution True-up petition for 2nd control Period as Annexure-I
2958 | E/s for Extention of 1NO 74HP Industrial | MAHABOOBNAGAR | 02.06.2011 | 0.023275 | Submitted vide Distribution True-up petition for 2nd control Period as Annexure-I | Submitted vide Distribution True-up petition for 2nd control Period as Annexure-I
2959 | E/Sfor Release of 7 Nos. Agls Under Cat- | MAHABOOBNAGAR | 23.02.2012 | 0.0204 | Submitted vide Distribution True-up petition for 2nd control Period as Annexure-I | Submitted vide Distribution True-up petition for 2nd control Period as Annexure-I
2960 | Erection of 1x25 KVA DTR for releasing o | MAHABOOBNAGAR | 24.04.2011 | 0.011673 | Submitted vide Distribution True-up petition for 2nd control Period as Annexure-I | Submitted vide Distribution True-up petition for 2nd control Period as Annexure-I
2961 | Estimate for rectification of Road cros | MAHABOOBNAGAR | 08.06.2012 | 0.0012302 | Submitted vide Distribution True-up petition for 2nd control Period as Annexure-I | Submitted vide Distribution True-up petition for 2nd control Period as Annexure-I
2962 | Estimate for rectification of Road cros | MAHABOOBNAGAR | 08.06.2012 | 0.0012302 | Submitted vide Distribution True-up petition for 2nd control Period as Annexure-I | Submitted vide Distribution True-up petition for 2nd control Period as Annexure-I
2963 | Estimate for rectification of Road cros | MAHABOOBNAGAR | 08.06.2012 | 0.0012302 | Submitted vide Distribution True-up petition for 2nd control Period as Annexure-I | Submitted vide Distribution True-up petition for 2nd control Period as Annexure-I
2964 | Estimate for rectification of Road cros | MAHABOOBNAGAR | 08.06.2012 | 0.0012302 | Submitted vide Distribution True-up petition for 2nd control Period as Annexure-I | Submitted vide Distribution True-up petition for 2nd control Period as Annexure-I
2965 | E/s To Errection of 1no 25KVA Addl DTR o | MAHABOOBNAGAR | 08.06.2012 | 0.012535 | Submitted vide Distribution True-up petition for 2nd control Period as Annexure-I | Submitted vide Distribution True-up petition for 2nd control Period as Annexure-I
2966 | E/s to Errection of 1no 25kva 3-ph DTR o | MAHABOOBNAGAR | 08.06.2012 | 0.010885 | Submitted vide Distribution True-up petition for 2nd control Period as Annexure-I | Submitted vide Distribution True-up petition for 2nd control Period as Annexure-I
2967 | E/s to. 25 KVA Addl DTR for over loade o | MAHABOOBNAGAR | 08.06.2012 | 0.014885 | Submitted vide Distribution True-up petition for 2nd control Period as Annexure-I | Submitted vide Distribution True-up petition for 2nd control Period as Annexure-I
2968 | E/s to Erection of 1 No. 15 KVA Addl DTR | MAHABOOBNAGAR | 08.06.2012 | 0.0040852 | Submitted vide Distribution True-up petition for 2nd control Period as Annexure-I | Submitted vide Distribution True-up petition for 2nd control Period as Annexure-I
2969 | Errection of 1*25 KVA Addl.DTR to reliev | MAHABOOBNAGAR | 08.06.2012 | 0.01433 | Submitted vide Distribution True-up petition for 2nd control Period as Annexure-I | Submitted vide Distribution True-up petition for 2nd control Period as Annexure-I
2970 | Estimate for Rectification of 11KV IDA K | MAHABOOBNAGAR | 08.06.2012 | 0.0031678 | Submitted vide Distribution True-up petition for 2nd control Period as Annexure-I | Submitted vide Distribution True-up petition for 2nd control Period as Annexure-I
2971 | Estimate for erection of 1No 25 KVA DTR | MAHABOOBNAGAR | 06.05.2011 | 0.018654 | Submitted vide Distribution True-up petition for 2nd control Period as Annexure-I | Submitted vide Distribution True-up petition for 2nd control Period as Annexure-I
2972 | Erection of 1no 25KVA DTR for Releasing | MAHABOOBNAGAR | 30.04.2011 | 0.0094519 | Submitted vide Distribution True-up petition for 2nd control Period as Annexure-I | Submitted vide Distribution True-up petition for 2nd control Period as Annexure-I
2973 | E/S for Erection of 1 No. 33 KV HG fuse | MAHABOOBNAGAR | 08.06.2012 | 0.0012824 | Submitted vide Distribution True-up petition for 2nd control Period as Annexure-I | Submitted vide Distribution True-up petition for 2nd control Period as Annexure-I
2974 | Providing of 5Nos CI pipe earthings for | MAHABOOBNAGAR | 23.08.2012 | 0.0022638 | Submitted vide Distribution True-up petition for 2nd control Period as Annexure-I | Submitted vide Distribution True-up petition for 2nd control Period as Annexure-I
2975 | Providing of 5Nos CI pipe earthings for | MAHABOOBNAGAR | 23.08.2012 | 0.0022638 | Submitted vide Distribution True-up petition for 2nd control Period as Annexure-I | Submitted vide Distribution True-up petition for 2nd control Period as Annexure-I
2976 | Providing of 5Nos CI pipe earthings for | MAHABOOBNAGAR | 23.08.2012 | 0.0022638 | Submitted vide Distribution True-up petition for 2nd control Period as Annexure-I | Submitted vide Distribution True-up petition for 2nd control Period as Annexure-I
2977 | Providing of 5Nos CI pipe earthings for | MAHABOOBNAGAR | 23.08.2012 | 0.0022638 | Submitted vide Distribution True-up petition for 2nd control Period as Annexure-I | Submitted vide Distribution True-up petition for 2nd control Period as Annexure-I
2978 | Erection of 25KVA DTR to release 3 Nos A | MAHABOOBNAGAR | 23.12.2011 | 0.010406 | Submitted vide Distribution True-up petition for 2nd control Period as Annexure-I | Submitted vide Distribution True-up petition for 2nd control Period as Annexure-I
2979 | Estimate for extension supply to 10KW N | MAHABOOBNAGAR | 24.05.2011 | 0.0026201 | Submitted vide Distribution True-up petition for 2nd control Period as Annexure-I | Submitted vide Distribution True-up petition for 2nd control Period as Annexure-I
2980 | Estimate for erection of 2 No. 25KVA DTR | MAHABOOBNAGAR | 23.12.2011 | 0.020887 | Submitted vide Distribution True-up petition for 2nd control Period as Annexure-I | Submitted vide Distribution True-up petition for 2nd control Period as Annexure-I
2981 | Erection of 25KVA DTR to Release 5 NOs A | MAHABOOBNAGAR | 25.05.2011 | 0.017811 | Submitted vide Distribution True-up petition for 2nd control Period as Annexure-I | Submitted vide Distribution True-up petition for 2nd control Period as Annexure-I
2982 | E/S For Erection of 2 X 25 KVA DTR To Re | MAHABOOBNAGAR | 09.02.2012 | 0.017052 | Submitted vide Distribution True-up petition for 2nd control Period as Annexure-I | Submitted vide Distribution True-up petition for 2nd control Period as Annexure-I
2983 | Erection of 25 KVA DTR to release 5 Nos | MAHABOOBNAGAR | 04.02.2012 | 0.014782 | Submitted vide Distribution True-up petition for 2nd control Period as Annexure-I | Submitted vide Distribution True-up petition for 2nd control Period as Annexure-I
2984 | Erection of 1Nos 25KVA DTR releasing of | MAHABOOBNAGAR | 06.08.2011 | 0.009532 | Submitted vide Distribution True-up petition for 2nd control Period as Annexure-I | Submitted vide Distribution True-up petition for 2nd control Period as Annexure-I
2985 | E/S to Extention of supply to 1 No. 10 K | MAHABOOBNAGAR | 10.06.2011 | 0.002744 | Submitted vide Distribution True-up petition for 2nd control Period as Annexure-I | Submitted vide Distribution True-up petition for 2nd control Period as Annexure-I
2986 | E/S TO SHIFTING OF 1NO 20HP INDL LOAD&10 | MAHABOOBNAGAR | 29.04.2011 | 0.00077156 | Submitted vide Distribution True-up petition for 2nd control Period as Annexure-I | Submitted vide Distribution True-up petition for 2nd control Period as Annexure-I
2987 | Estimate for Erection of 1No DTR for rel | MAHABOOBNAGAR | 06.05.2011 | 0.012426 | Submitted vide Distribution True-up petition for 2nd control Period as Annexure-I | Submitted vide Distribution True-up petition for 2nd control Period as Annexure-I
2988 | Estimate for erection of 1No 25 KVA DTR | MAHABOOBNAGAR | 26.05.2011 | 0.012302 | Submitted vide Distribution True-up petition for 2nd control Period as Annexure-I | Submitted vide Distribution True-up petition for 2nd control Period as Annexure-I
2989 | Estimate for erection of 1No 25 KVA DTR | MAHABOOBNAGAR | 23.05.2011 | 0.012165 | Submitted vide Distribution True-up petition for 2nd control Period as Annexure-I | Submitted vide Distribution True-up petition for 2nd control Period as Annexure-I
2990 | Estimate for Erection of 1No DTR for rel | MAHABOOBNAGAR | 07.05.2011 | 0.013979 | Submitted vide Distribution True-up petition for 2nd control Period as Annexure-I | Submitted vide Distribution True-up petition for 2nd control Period as Annexure-I
2991 | E/S TO CONVERSION OF 0.52KM 1-PH 2W/L TO | MAHABOOBNAGAR | 15.03.2013 | 0.0039433 | Submitted vide Distribution True-up petition for 2nd control Period as Annexure-I | Submitted vide Distribution True-up petition for 2nd control Period as Annexure-I
2992 | Erection of 1no 25KVA DTR for releasing | MAHABOOBNAGAR | 25.02.2012 | 0.013268 | Submitted vide Distribution True-up petition for 2nd control Period as Annexure-I | Submitted vide Distribution True-up petition for 2nd control Period as Annexure-I
2993 | Erection of 1no 25KVA DTR for releasing | MAHABOOBNAGAR | 04.04.2011 | 0.010216 | Submitted vide Distribution True-up petition for 2nd control Period as Annexure-I | Submitted vide Distribution True-up petition for 2nd control Period as Annexure-I
2994 | Erection of 1no 25KVA DTR for releasing | MAHABOOBNAGAR | 07.04.2011 | 0.011765 | Submitted vide Distribution True-up petition for 2nd control Period as Annexure-I | Submitted vide Distribution True-up petition for 2nd control Period as Annexure-I
2995 | Conv of LVDS into HVDS on 11 KV Jakinala | MAHABOOBNAGAR | 14.04.2011 | 0.06252 | Submitted vide Distribution True-up petition for 2nd control Period as Annexure-I | Submitted vide Distribution True-up petition for 2nd control Period as Annexure-I
2996 | Conv of LVDS into HVDS on 11 KV D.C.Pall | MAHABOOBNAGAR | 21.04.2011 | 0.087844 | Submitted vide Distribution True-up petition for 2nd control Period as Annexure-I | Submitted vide Distribution True-up petition for 2nd control Period as Annexure-I
2997 | Conv of LVDS into HVDS on 11 KV Vlejal F | MAHABOOBNAGAR | 14.04.2011 | 0.10024 | Submitted vide Distribution True-up petition for 2nd control Period as Annexure-I | Submitted vide Distribution True-up petition for 2nd control Period as Annexure-I
2998 | Conv of LVDS into HVDS on 11 KV Jagboina | MAHABOOBNAGAR | 01.04.2011 | 0.17675 | Submitted vide Distribution True-up petition for 2nd control Period as Annexure-I | Submitted vide Distribution True-up petition for 2nd control Period as Annexure-I
2999 | Conv of LVDS into HVDS on 11 KV Veldanda | MAHABOOBNAGAR | 01.04.2011 | 0.14524 | Submitted vide Distribution True-up petition for 2nd control Period as Annexure-I | Submitted vide Distribution True-up petition for 2nd control Period as Annexure-I
3000 | Conv of LVDS into HVDS on 11 KV D.C.Pall | MAHABOOBNAGAR | 14.04.2011 | 0.072002 | Submitted vide Distribution True-up petition for 2nd control Period as Annexure-I | Submitted vide Distribution True-up petition for 2nd control Period as Annexure-I
3001 | Conv of LVDS into HVDS on 11 KV Veljal F | MAHABOOBNAGAR | 01.04.2011 | 0.15031 | Submitted vide Distribution True-up petition for 2nd control Period as Annexure-I | Submitted vide Distribution True-up petition for 2nd control Period as Annexure-I
3002 | Conv of LVDS into HVDS on 11 KV Veldanda | MAHABOOBNAGAR | 29.04.2011 | 0.10133 | Submitted vide Distribution True-up petition for 2nd control Period as Annexure-I | Submitted vide Distribution True-up petition for 2nd control Period as Annexure-I
3003 | Conv of LVDS into HVDS on 11 KV D.C.Pall | MAHABOOBNAGAR | 02.04.2011 | 0.13799 | Submitted vide Distribution True-up petition for 2nd control Period as Annexure-I | Submitted vide Distribution True-up petition for 2nd control Period as Annexure-I
3004 | Conv of LVDS into HVDS on 11 KV Jakinala | MAHABOOBNAGAR | 01.04.2011 | 0.13637 | Submitted vide Distribution True-up petition for 2nd control Period as Annexure-I | Submitted vide Distribution True-up petition for 2nd control Period as Annexure-I
3005 | Conv of LVDS into HVDS on 11 KV Veljal F | MAHABOOBNAGAR | 01.04.2011 | 0.09174 | Submitted vide Distribution True-up petition for 2nd control Period as Annexure-I | Submitted vide Distribution True-up petition for 2nd control Period as Annexure-I
3006 | Conv of LVDS into HVDS on 11 KV Boinapal | MAHABOOBNAGAR | 01.04.2011 | 0.04916 | Submitted vide Distribution True-up petition for 2nd control Period as Annexure-I | Submitted vide Distribution True-up petition for 2nd control Period as Annexure-I
3007 | Conv of LVDS into HVDS on 11 KV Veljal F | MAHABOOBNAGAR | 02.04.2011 | 0.10897 | Submitted vide Distribution True-up petition for 2nd control Period as Annexure-I | Submitted vide Distribution True-up petition for 2nd control Period as Annexure-I
3008 | Estimate for erection of 25 KVA DTR at K | MAHABOOBNAGAR | 25.05.2011 | 0.010501 | Submitted vide Distribution True-up petition for 2nd control Period as Annexure-I | Submitted vide Distribution True-up petition for 2nd control Period as Annexure-I
3009 | E/s for the erection of 1 no 25 KVA DTR | MAHABOOBNAGAR | 25.05.2011 | 0.0093146 | Submitted vide Distribution True-up petition for 2nd control Period as Annexure-I | Submitted vide Distribution True-up petition for 2nd control Period as Annexure-I
3010 | E/s to 1 no 25 KVA DTR for 3 nos each 5 | MAHABOOBNAGAR | 02.05.2011 | 0.010736 | Submitted vide Distribution True-up petition for 2nd control Period as Annexure-I | Submitted vide Distribution True-up petition for 2nd control Period as Annexure-I
3011 | Conv of LVDS into HVDS on 11 KV Veljal F | MAHABOOBNAGAR | 02.04.2011 | 0.078171 | Submitted vide Distribution True-up petition for 2nd control Period as Annexure-I | Submitted vide Distribution True-up petition for 2nd control Period as Annexure-I
3012 | Conv of LVDS into HVDS on 11 KV Boinapal | MAHABOOBNAGAR | 01.04.2011 | 0.086878 | Submitted vide Distribution True-up petition for 2nd control Period as Annexure-I | Submitted vide Distribution True-up petition for 2nd control Period as Annexure-I
3013 | Conv of LVDS into HVDS on 11 KV Veldanda | MAHABOOBNAGAR | 17.08.2011 | 0.08795 | Submitted vide Distribution True-up petition for 2nd control Period as Annexure-I | Submitted vide Distribution True-up petition for 2nd control Period as Annexure-I
3014 | Conv of LVDS into HVDS on 11 KV Jakinala | MAHABOOBNAGAR | 02.04.2011 | 0.083297 | Submitted vide Distribution True-up petition for 2nd control Period as Annexure-I | Submitted vide Distribution True-up petition for 2nd control Period as Annexure-I
3015 | Conv of LVDS into HVDS on 11 KV D.C.Pall | MAHABOOBNAGAR | 03.04.2011 | 0.12563 | Submitted vide Distribution True-up petition for 2nd control Period as Annexure-I | Submitted vide Distribution True-up petition for 2nd control Period as Annexure-I
3016 | Conv of LVDS into HVDS on 11 KV D.C.Pall | MAHABOOBNAGAR | 02.04.2011 | 0.17004 | Submitted vide Distribution True-up petition for 2nd control Period as Annexure-I | Submitted vide Distribution True-up petition for 2nd control Period as Annexure-I
3017 | Conv of LVDS into HVDS on 11 KV D.C.Pall | MAHABOOBNAGAR | 02.04.2011 | 0.19302 | Submitted vide Distribution True-up petition for 2nd control Period as Annexure-I | Submitted vide Distribution True-up petition for 2nd control Period as Annexure-I
3018 | Conv of LVDS into HVDS on 11 KV Jakinala | MAHABOOBNAGAR | 02.04.2011 | 0.104 | Submitted vide Distribution True-up petition for 2nd control Period as Annexure-I | Submitted vide Distribution True-up petition for 2nd control Period as Annexure-I
3019 | Conv of LVDS into HVDS on 11 KV Jakinala | MAHABOOBNAGAR | 02.04.2011 | 0.070801 | Submitted vide Distribution True-up petition for 2nd control Period as Annexure-I | Submitted vide Distribution True-up petition for 2nd control Period as Annexure-I
3020 | <H>Conv of LVDS into HVDS on 11 KV Velja | MAHABOOBNAGAR | 02.04.2011 | 0.099596 | Submitted vide Distribution True-up petition for 2nd control Period as Annexure-I | Submitted vide Distribution True-up petition for 2nd control Period as Annexure-I
3021 | Conv of LVDS into HVDS on 11 KV Veljal F | MAHABOOBNAGAR | 04.04.2011 | 0.11007 | Submitted vide Distribution True-up petition for 2nd control Period as Annexure-I | Submitted vide Distribution True-up petition for 2nd control Period as Annexure-I
3022 | Conv of LVDS into HVDS on 11 KV Pothepal | MAHABOOBNAGAR | 01.04.2011 | 0.19656 | Submitted vide Distribution True-up petition for 2nd control Period as Annexure-I | Submitted vide Distribution True-up petition for 2nd control Period as Annexure-I
3023 | Conv of LVDS into HVDS on 11 KV Veljal F | MAHABOOBNAGAR | 02.04.2011 | 0.041994 | Submitted vide Distribution True-up petition for 2nd control Period as Annexure-I | Submitted vide Distribution True-up petition for 2nd control Period as Annexure-I
3024 | Conv of LVDS into HVDS on 11 KV Pothepal | MAHABOOBNAGAR | 29.04.2011 | 0.18427 | Submitted vide Distribution True-up petition for 2nd control Period as Annexure-I | Submitted vide Distribution True-up petition for 2nd control Period as Annexure-I
3025 | Conv of LVDS into HVDS on 11 KV D.C.Pall | MAHABOOBNAGAR | 29.04.2011 | 0.12139 | Submitted vide Distribution True-up petition for 2nd control Period as Annexure-I | Submitted vide Distribution True-up petition for 2nd control Period as Annexure-I
3026 | Indus Towers at Bokkalonipally. | MAHABOOBNAGAR | 25.05.2011 | 0.0070002 | Submitted vide Distribution True-up petition for 2nd control Period as Annexure-I | Submitted vide Distribution True-up petition for 2nd control Period as Annexure-I
3027 | Estimate for providing LT line to existi | MAHABOOBNAGAR | 11.06.2012 | 0.0075086 | Submitted vide Distribution True-up petition for 2nd control Period as Annexure-I | Submitted vide Distribution True-up petition for 2nd control Period as Annexure-I
3028 | Erection of 1 No 100KVA Additional DTR ( | MAHABOOBNAGAR | 11.06.2012 | 0.004519 | Submitted vide Distribution True-up petition for 2nd control Period as Annexure-I | Submitted vide Distribution True-up petition for 2nd control Period as Annexure-I
3029 | Extension of supply to M/s Venco R<(>&<) | MAHABOOBNAGAR | 09.05.2011 | 0.0039765 | Submitted vide Distribution True-up petition for 2nd control Period as Annexure-I | Submitted vide Distribution True-up petition for 2nd control Period as Annexure-I
3030 | E/S to Extention of supply to 1 No. 10 K | MAHABOOBNAGAR | 25.05.2011 | 0.011379 | Submitted vide Distribution True-up petition for 2nd control Period as Annexure-I | Submitted vide Distribution True-up petition for 2nd control Period as Annexure-I
3031 | E/S to 1 No. 15 HP Industrial Load to M/ | MAHABOOBNAGAR | 25.05.2011 | 0.0072222 | Submitted vide Distribution True-up petition for 2nd control Period as Annexure-I | Submitted vide Distribution True-up petition for 2nd control Period as Annexure-I
3032 | Extention of supply to 1 No. 2 KW Non D | MAHABOOBNAGAR | 14.07.2011 | 0.013121 | Submitted vide Distribution True-up petition for 2nd control Period as Annexure-I | Submitted vide Distribution True-up petition for 2nd control Period as Annexure-I
3033 | Fixing of meter on SMC Board woth access | MAHABOOBNAGAR | 11.05.2011 | 0.037891 | Submitted vide Distribution True-up petition for 2nd control Period as Annexure-I | Submitted vide Distribution True-up petition for 2nd control Period as Annexure-I
3034 | Fixing of meter on SMC Board woth access | MAHABOOBNAGAR | 17.08.2013 | 0.034272 | Submitted vide Distribution True-up petition for 2nd control Period as Annexure-I | Submitted vide Distribution True-up petition for 2nd control Period as Annexure-I
3035 | Fixing of meter on SMC Board woth access | MAHABOOBNAGAR | 27.04.2011 | 0.030372 | Submitted vide Distribution True-up petition for 2nd control Period as Annexure-I | Submitted vide Distribution True-up petition for 2nd control Period as Annexure-I
3036 | ERECTIONOF 0.26KM INTERLINKING LT LINE T | MAHABOOBNAGAR | 11.06.2012 | 0.0025971 | Submitted vide Distribution True-up petition for 2nd control Period as Annexure-I | Submitted vide Distribution True-up petition for 2nd control Period as Annexure-I
3037 | E/s for erection 25KVA DTR for 3 Nos.rel | MAHABOOBNAGAR | 03.06.2011 | 0.011161 | Submitted vide Distribution True-up petition for 2nd control Period as Annexure-I | Submitted vide Distribution True-up petition for 2nd control Period as Annexure-I
3038 | Estimate for Extension of Supply to 1 No | MAHABOOBNAGAR | 03.05.2011 | 0.027969 | Submitted vide Distribution True-up petition for 2nd control Period as Annexure-I | Submitted vide Distribution True-up petition for 2nd control Period as Annexure-I
3039 | E/s proposal for release of 04 Nos.Agl s | MAHABOOBNAGAR | 24.11.2011 | 0.0092994 | Submitted vide Distribution True-up petition for 2nd control Period as Annexure-I | Submitted vide Distribution True-up petition for 2nd control Period as Annexure-I
3040 | Estimate for extension of supply to 1No | MAHABOOBNAGAR | 22.04.2011 | 0.0030322 | Submitted vide Distribution True-up petition for 2nd control Period as Annexure-I | Submitted vide Distribution True-up petition for 2nd control Period as Annexure-I
3041 | Conv of LVDS into HVDS on 11 KV Kondared | MAHABOOBNAGAR | 02.04.2011 | 0.10773 | Submitted vide Distribution True-up petition for 2nd control Period as Annexure-I | Submitted vide Distribution True-up petition for 2nd control Period as Annexure-I
3042 | Estimate Proposal for Extension of supp | MAHABOOBNAGAR | 22.04.2011 | 0.0070048 | Submitted vide Distribution True-up petition for 2nd control Period as Annexure-I | Submitted vide Distribution True-up petition for 2nd control Period as Annexure-I
3043 | E/S proposal for Extetion of supply to | MAHABOOBNAGAR | 10.06.2011 | 0.099609 | Submitted vide Distribution True-up petition for 2nd control Period as Annexure-I | Submitted vide Distribution True-up petition for 2nd control Period as Annexure-I
3044 | Koilkonda(M)-Dhammaipally(vg)-Rel of 4No | MAHABOOBNAGAR | 30.05.2011 | 0.016186 | Submitted vide Distribution True-up petition for 2nd control Period as Annexure-I | Submitted vide Distribution True-up petition for 2nd control Period as Annexure-I
3045 | E/s to 1 No. 63 KVA Addl DTR for over lo | MAHABOOBNAGAR | 08.06.2012 | 0.004481 | Submitted vide Distribution True-up petition for 2nd control Period as Annexure-I | Submitted vide Distribution True-up petition for 2nd control Period as Annexure-I
3046 | E/s for erection fof 2x25 KVA Addl DTR o | MAHABOOBNAGAR | 20.11.2012 | 0.019466 | Submitted vide Distribution True-up petition for 2nd control Period as Annexure-I | Submitted vide Distribution True-up petition for 2nd control Period as Annexure-I
3047 | E/s to 1 No. 25 KVA DTR for released 5 N | MAHABOOBNAGAR | 30.06.2011 | 0.011075 | Submitted vide Distribution True-up petition for 2nd control Period as Annexure-I | Submitted vide Distribution True-up petition for 2nd control Period as Annexure-I
3048 | 2x25 KVA Addl. DTRs Kothapet on SS-VI | MAHABOOBNAGAR | 11.06.2012 | 0.016846 | Submitted vide Distribution True-up petition for 2nd control Period as Annexure-I | Submitted vide Distribution True-up petition for 2nd control Period as Annexure-I
3049 | Estimate proposal for erection of 2X25KV | MAHABOOBNAGAR | 11.06.2012 | 0.015696 | Submitted vide Distribution True-up petition for 2nd control Period as Annexure-I | Submitted vide Distribution True-up petition for 2nd control Period as Annexure-I
3050 | E/s to 01 No 25 KVA DTR TO RELEIVE OVER | MAHABOOBNAGAR | 20.11.2012 | 0.0099514 | Submitted vide Distribution True-up petition for 2nd control Period as Annexure-I | Submitted vide Distribution True-up petition for 2nd control Period as Annexure-I
3051 | Estimate for erection for 1No 100KVA add | MAHABOOBNAGAR | 08.06.2012 | 0.019274 | Submitted vide Distribution True-up petition for 2nd control Period as Annexure-I | Submitted vide Distribution True-up petition for 2nd control Period as Annexure-I
3052 | Erection of 1 NO. 2X25 KVA DTR for givin | MAHABOOBNAGAR | 11.06.2012 | 0.019045 | Submitted vide Distribution True-up petition for 2nd control Period as Annexure-I | Submitted vide Distribution True-up petition for 2nd control Period as Annexure-I
3053 | Estimate for E/S to 03 nos Agricultural | MAHABOOBNAGAR | 02.05.2011 | 0.011668 | Submitted vide Distribution True-up petition for 2nd control Period as Annexure-I | Submitted vide Distribution True-up petition for 2nd control Period as Annexure-I
3054 | Estimate for releasing of 03nos 5HP AGL | MAHABOOBNAGAR | 25.05.2011 | 0.010016 | Submitted vide Distribution True-up petition for 2nd control Period as Annexure-I | Submitted vide Distribution True-up petition for 2nd control Period as Annexure-I
3055 | Erection of 1no 25KVA DTR for Releasing | MAHABOOBNAGAR | 30.04.2011 | 0.012251 | Submitted vide Distribution True-up petition for 2nd control Period as Annexure-I | Submitted vide Distribution True-up petition for 2nd control Period as Annexure-I
3056 | Erection of 1no 25KVA DTR for Releasing | MAHABOOBNAGAR | 30.04.2011 | 0.01266 | Submitted vide Distribution True-up petition for 2nd control Period as Annexure-I | Submitted vide Distribution True-up petition for 2nd control Period as Annexure-I
3057 | Rectification of 11 KV M.C.Centre feeder | MAHABOOBNAGAR | 08.06.2012 | 0.0089815 | Submitted vide Distribution True-up petition for 2nd control Period as Annexure-I | Submitted vide Distribution True-up petition for 2nd control Period as Annexure-I
3058 | E/S For Erection of 1 NO 25KVA DTR To Re | MAHABOOBNAGAR | 04.05.2011 | 0.010371 | Submitted vide Distribution True-up petition for 2nd control Period as Annexure-I | Submitted vide Distribution True-up petition for 2nd control Period as Annexure-I
3059 | E/S For Erection of 1 No 25 KVA DTR To R | MAHABOOBNAGAR | 21.04.2011 | 0.010019 | Submitted vide Distribution True-up petition for 2nd control Period as Annexure-I | Submitted vide Distribution True-up petition for 2nd control Period as Annexure-I
3060 | E/S For Erection of 1 No 25 KVA DTR To R | MAHABOOBNAGAR | 21.04.2011 | 0.010019 | Submitted vide Distribution True-up petition for 2nd control Period as Annexure-I | Submitted vide Distribution True-up petition for 2nd control Period as Annexure-I
3061 | Estimate for erection of 1 No. 25KVA DTR | MAHABOOBNAGAR | 02.01.2012 | 0.010347 | Submitted vide Distribution True-up petition for 2nd control Period as Annexure-I | Submitted vide Distribution True-up petition for 2nd control Period as Annexure-I
3062 | Estimate for erection of 1 No. 25KVA DTR | MAHABOOBNAGAR | 11.01.2012 | 0.010347 | Submitted vide Distribution True-up petition for 2nd control Period as Annexure-I | Submitted vide Distribution True-up petition for 2nd control Period as Annexure-I
3063 | E/S For Erection of 1 NO 25KVA DTR To re | MAHABOOBNAGAR | 07.03.2012 | 0.010825 | Submitted vide Distribution True-up petition for 2nd control Period as Annexure-I | Submitted vide Distribution True-up petition for 2nd control Period as Annexure-I
3064 | Estimate for erection of 1 No. 25KVA DTR | MAHABOOBNAGAR | 27.01.2012 | 0.009661 | Submitted vide Distribution True-up petition for 2nd control Period as Annexure-I | Submitted vide Distribution True-up petition for 2nd control Period as Annexure-I
3065 | Estimate for erection of 1 No. 25KVA DTR | MAHABOOBNAGAR | 11.01.2012 | 0.012986 | Submitted vide Distribution True-up petition for 2nd control Period as Annexure-I | Submitted vide Distribution True-up petition for 2nd control Period as Annexure-I
3066 | Estimate for erection of 1 No. 25KVA DTR | MAHABOOBNAGAR | 11.01.2012 | 0.009661 | Submitted vide Distribution True-up petition for 2nd control Period as Annexure-I | Submitted vide Distribution True-up petition for 2nd control Period as Annexure-I
3067 | Erection of 25KVA DTR to release 4 NOs A | MAHABOOBNAGAR | 02.01.2012 | 0.012877 | Submitted vide Distribution True-up petition for 2nd control Period as Annexure-I | Submitted vide Distribution True-up petition for 2nd control Period as Annexure-I
3068 | 12 KW N/D service at Chandraspally (V) | MAHABOOBNAGAR | 10.06.2011 | 0.0049107 | Submitted vide Distribution True-up petition for 2nd control Period as Annexure-I | Submitted vide Distribution True-up petition for 2nd control Period as Annexure-I
3069 | Erection of 1X25 KVA DTR at Thagadi (V)i | MAHABOOBNAGAR | 25.05.2011 | 0.01334 | Submitted vide Distribution True-up petition for 2nd control Period as Annexure-I | Submitted vide Distribution True-up petition for 2nd control Period as Annexure-I
3070 | Erection of 1X25 KVA DTR at Thagadi (V)i | MAHABOOBNAGAR | 25.05.2011 | 0.013964 | Submitted vide Distribution True-up petition for 2nd control Period as Annexure-I | Submitted vide Distribution True-up petition for 2nd control Period as Annexure-I
3071 | Estimate for erection of 1 No. 25KVA DTR | MAHABOOBNAGAR | 13.01.2012 | 0.0088352 | Submitted vide Distribution True-up petition for 2nd control Period as Annexure-I | Submitted vide Distribution True-up petition for 2nd control Period as Annexure-I
3072 | Extension of supply to 15HP Industrial l | MAHABOOBNAGAR | 22.04.2011 | 0.013554 | Submitted vide Distribution True-up petition for 2nd control Period as Annexure-I | Submitted vide Distribution True-up petition for 2nd control Period as Annexure-I
3073 | Estimate proposal for extension of suppl | MAHABOOBNAGAR | 24.05.2011 | 0.017346 | Submitted vide Distribution True-up petition for 2nd control Period as Annexure-I | Submitted vide Distribution True-up petition for 2nd control Period as Annexure-I
3074 | Estimate for erection of 0.455km LT AB c | MAHABOOBNAGAR | 28.04.2011 | 0.0032875 | Submitted vide Distribution True-up petition for 2nd control Period as Annexure-I | Submitted vide Distribution True-up petition for 2nd control Period as Annexure-I
3075 | Proposal Envisages for erection of 1Nos | MAHABOOBNAGAR | 26.03.2012 | 0.013208 | Submitted vide Distribution True-up petition for 2nd control Period as Annexure-I | Submitted vide Distribution True-up petition for 2nd control Period as Annexure-I
3076 | E/s to Errection of 1no 25KVA 3-ph Addl | MAHABOOBNAGAR | 08.06.2012 | 0.010451 | Submitted vide Distribution True-up petition for 2nd control Period as Annexure-I | Submitted vide Distribution True-up petition for 2nd control Period as Annexure-I
3077 | E/STO 3NO 5HP(15HP) AGL LOAD UNDER CAT-V | MAHABOOBNAGAR | 05.05.2011 | 0.0031258 | Submitted vide Distribution True-up petition for 2nd control Period as Annexure-I | Submitted vide Distribution True-up petition for 2nd control Period as Annexure-I
3078 | E/s to 1 No. 40.0 KW Non -Domestic load | MAHABOOBNAGAR | 28.05.2011 | 0.019186 | Submitted vide Distribution True-up petition for 2nd control Period as Annexure-I | Submitted vide Distribution True-up petition for 2nd control Period as Annexure-I
3079 | E/s for Extention of 100KVA DTR to Sri S | MAHABOOBNAGAR | 02.06.2011 | 0.042791 | Submitted vide Distribution True-up petition for 2nd control Period as Annexure-I | Submitted vide Distribution True-up petition for 2nd control Period as Annexure-I
3080 | E/S TO 2NO 25KVA CAT-VA AT LANKAL(V)IN N | MAHABOOBNAGAR | 11.05.2011 | 0.021338 | Submitted vide Distribution True-up petition for 2nd control Period as Annexure-I | Submitted vide Distribution True-up petition for 2nd control Period as Annexure-I
3081 | E/S TO 3NO5HP AGL LOADS AT RAJPALLY(V) I | MAHABOOBNAGAR | 15.03.2013 | 0.0055059 | Submitted vide Distribution True-up petition for 2nd control Period as Annexure-I | Submitted vide Distribution True-up petition for 2nd control Period as Annexure-I
3082 | E/S TO 3NO5HP AGL LOADS AT BEKKARPALLY(V | MAHABOOBNAGAR | 15.03.2013 | 0.0055059 | Submitted vide Distribution True-up petition for 2nd control Period as Annexure-I | Submitted vide Distribution True-up petition for 2nd control Period as Annexure-I
3083 | E/S TO 3NO5HP AGL LOADS AT LANKAL(V) IN | MAHABOOBNAGAR | 15.03.2013 | 0.0055131 | Submitted vide Distribution True-up petition for 2nd control Period as Annexure-I | Submitted vide Distribution True-up petition for 2nd control Period as Annexure-I
3084 | E/S TO 3NO5HP AGL LOADS AT RAJPALLY(V) I | MAHABOOBNAGAR | 15.03.2013 | 0.0055059 | Submitted vide Distribution True-up petition for 2nd control Period as Annexure-I | Submitted vide Distribution True-up petition for 2nd control Period as Annexure-I
3085 | E/S TO 3NO5HP AGL LOADS AT BEKKARPALLY(V | MAHABOOBNAGAR | 15.03.2013 | 0.0054016 | Submitted vide Distribution True-up petition for 2nd control Period as Annexure-I | Submitted vide Distribution True-up petition for 2nd control Period as Annexure-I
3086 | E/S TO 2NO 25KVA UNDER CAT-VA AT PEDDAKA | MAHABOOBNAGAR | 15.03.2013 | 0.018974 | Submitted vide Distribution True-up petition for 2nd control Period as Annexure-I | Submitted vide Distribution True-up petition for 2nd control Period as Annexure-I
3087 | 1NO25KVA UNDER CAT-VA AT CHANDRAGHAD(V)I | MAHABOOBNAGAR | 11.05.2011 | 0.013749 | Submitted vide Distribution True-up petition for 2nd control Period as Annexure-I | Submitted vide Distribution True-up petition for 2nd control Period as Annexure-I
3088 | E/S TO1NO 25KVA UNDER CAT-VA AT RAICODE( | MAHABOOBNAGAR | 15.03.2013 | 0.01177 | Submitted vide Distribution True-up petition for 2nd control Period as Annexure-I | Submitted vide Distribution True-up petition for 2nd control Period as Annexure-I
3089 | E/STO1NO 25KVA CAT-VA AT RAICODE( V)IN | MAHABOOBNAGAR | 15.03.2013 | 0.011802 | Submitted vide Distribution True-up petition for 2nd control Period as Annexure-I | Submitted vide Distribution True-up petition for 2nd control Period as Annexure-I
3090 | E/STO 3NO 5HP(15HP) AGL LOAD UNDER CAT-V | MAHABOOBNAGAR | 05.05.2011 | 0.003171 | Submitted vide Distribution True-up petition for 2nd control Period as Annexure-I | Submitted vide Distribution True-up petition for 2nd control Period as Annexure-I
3091 | E/STO 3NO 5HP(15HP) AGL LOAD UNDER CAT-V | MAHABOOBNAGAR | 05.05.2011 | 0.0031383 | Submitted vide Distribution True-up petition for 2nd control Period as Annexure-I | Submitted vide Distribution True-up petition for 2nd control Period as Annexure-I
3092 | E/S TO 2NO 25KVA UNDER CAT-VA AT MUCHINT | MAHABOOBNAGAR | 05.05.2011 | 0.021172 | Submitted vide Distribution True-up petition for 2nd control Period as Annexure-I | Submitted vide Distribution True-up petition for 2nd control Period as Annexure-I
3093 | E/S TO 1NO 25KVA CAT-VA AT DASARPALLY(V) | MAHABOOBNAGAR | 05.05.2011 | 0.010643 | Submitted vide Distribution True-up petition for 2nd control Period as Annexure-I | Submitted vide Distribution True-up petition for 2nd control Period as Annexure-I
3094 | E/S TO 1NO 25KVA CAT-VA AT DASARPALLY(V) | MAHABOOBNAGAR | 18.03.2012 | 0.013151 | Submitted vide Distribution True-up petition for 2nd control Period as Annexure-I | Submitted vide Distribution True-up petition for 2nd control Period as Annexure-I
3095 | E/S TO 2NO 25KVA UNDER CAT-VA AT APPMPAL | MAHABOOBNAGAR | 05.05.2011 | 0.022038 | Submitted vide Distribution True-up petition for 2nd control Period as Annexure-I | Submitted vide Distribution True-up petition for 2nd control Period as Annexure-I
3096 | E/S TO1NO25KVA UNDER CAT-VA AT PALLAMARR | MAHABOOBNAGAR | 05.05.2011 | 0.014341 | Submitted vide Distribution True-up petition for 2nd control Period as Annexure-I | Submitted vide Distribution True-up petition for 2nd control Period as Annexure-I
3097 | Erection of 25KVA DTR UNDER CAT-VA at MI | MAHABOOBNAGAR | 05.05.2011 | 0.010889 | Submitted vide Distribution True-up petition for 2nd control Period as Annexure-I | Submitted vide Distribution True-up petition for 2nd control Period as Annexure-I
3098 | 25 KVA Kamaram SS-II | MAHABOOBNAGAR | 11.06.2012 | 0.013095 | Submitted vide Distribution True-up petition for 2nd control Period as Annexure-I | Submitted vide Distribution True-up petition for 2nd control Period as Annexure-I
3099 | 25 KVA Karkonda SS-XIII | MAHABOOBNAGAR | 11.06.2012 | 0.017031 | Submitted vide Distribution True-up petition for 2nd control Period as Annexure-I | Submitted vide Distribution True-up petition for 2nd control Period as Annexure-I
3100 | 25 KVA Karkonda SS-IV | MAHABOOBNAGAR | 11.06.2012 | 0.021328 | Submitted vide Distribution True-up petition for 2nd control Period as Annexure-I | Submitted vide Distribution True-up petition for 2nd control Period as Annexure-I
3101 | 2x25 KVA Addl DTRs at Merugonipally(V). | MAHABOOBNAGAR | 11.06.2012 | 0.023245 | Submitted vide Distribution True-up petition for 2nd control Period as Annexure-I | Submitted vide Distribution True-up petition for 2nd control Period as Annexure-I
3102 | 25 KVA Kakarlapad SS-V | MAHABOOBNAGAR | 11.06.2012 | 0.012783 | Submitted vide Distribution True-up petition for 2nd control Period as Annexure-I | Submitted vide Distribution True-up petition for 2nd control Period as Annexure-I
3103 | 2x25 KVA Addl DTRs at SS-I Pallegadda(V) | MAHABOOBNAGAR | 11.06.2012 | 0.021299 | Submitted vide Distribution True-up petition for 2nd control Period as Annexure-I | Submitted vide Distribution True-up petition for 2nd control Period as Annexure-I
3104 | E/s to Errection of 1no 15kva s-ph DTR o | MAHABOOBNAGAR | 08.06.2012 | 0.0040366 | Submitted vide Distribution True-up petition for 2nd control Period as Annexure-I | Submitted vide Distribution True-up petition for 2nd control Period as Annexure-I
3105 | E/STO 1NO 25KVA CAT-VA AT KARVENA(V)IN | MAHABOOBNAGAR | 09.01.2012 | 0.010487 | Submitted vide Distribution True-up petition for 2nd control Period as Annexure-I | Submitted vide Distribution True-up petition for 2nd control Period as Annexure-I
3106 | E/STO 1NO 25KVA CAT-VA AT KARVENA(V)IN | MAHABOOBNAGAR | 10.01.2012 | 0.0084867 | Submitted vide Distribution True-up petition for 2nd control Period as Annexure-I | Submitted vide Distribution True-up petition for 2nd control Period as Annexure-I
3107 | E/s to 01 No 100 KVA DTR to relieve over | MAHABOOBNAGAR | 20.11.2012 | 0.0090782 | Submitted vide Distribution True-up petition for 2nd control Period as Annexure-I | Submitted vide Distribution True-up petition for 2nd control Period as Annexure-I
3108 | Rectification of 11 KV Kodangal feeder e | MAHABOOBNAGAR | 08.06.2012 | 0.0056064 | Submitted vide Distribution True-up petition for 2nd control Period as Annexure-I | Submitted vide Distribution True-up petition for 2nd control Period as Annexure-I
3109 | Estimate for erection of 1No 15KVA Addl. | MAHABOOBNAGAR | 08.06.2012 | 0.0044615 | Submitted vide Distribution True-up petition for 2nd control Period as Annexure-I | Submitted vide Distribution True-up petition for 2nd control Period as Annexure-I
3110 | E/S for extention of supply to 1 No. 2 K | MAHABOOBNAGAR | 24.04.2011 | 0.0029321 | Submitted vide Distribution True-up petition for 2nd control Period as Annexure-I | Submitted vide Distribution True-up petition for 2nd control Period as Annexure-I
3111 | Estimate proposal for Electrification of | MAHABOOBNAGAR | 13.06.2011 | 0.012242 | Submitted vide Distribution True-up petition for 2nd control Period as Annexure-I | Submitted vide Distribution True-up petition for 2nd control Period as Annexure-I
3112 | E/s for extension of supply for 10.0KW N | MAHABOOBNAGAR | 23.04.2011 | 0.0082259 | Submitted vide Distribution True-up petition for 2nd control Period as Annexure-I | Submitted vide Distribution True-up petition for 2nd control Period as Annexure-I
3113 | Erection of 1Nos 25KVA DTR for relieving | MAHABOOBNAGAR | 27.03.2012 | 0.010055 | Submitted vide Distribution True-up petition for 2nd control Period as Annexure-I | Submitted vide Distribution True-up petition for 2nd control Period as Annexure-I
3114 | E/s to 01 No 25 KVA DTR to relieve over | MAHABOOBNAGAR | 20.11.2012 | 0.012179 | Submitted vide Distribution True-up petition for 2nd control Period as Annexure-I | Submitted vide Distribution True-up petition for 2nd control Period as Annexure-I
3115 | E/s to 1 No.74 HP Indl load to M/S.GLOBA | MAHABOOBNAGAR | 25.04.2011 | 0.0039765 | Submitted vide Distribution True-up petition for 2nd control Period as Annexure-I | Submitted vide Distribution True-up petition for 2nd control Period as Annexure-I
3116 | E/s for proposal for Extension of supply | MAHABOOBNAGAR | 20.11.2012 | 0.00036742 | Submitted vide Distribution True-up petition for 2nd control Period as Annexure-I | Submitted vide Distribution True-up petition for 2nd control Period as Annexure-I
3117 | Estimate for Extension of Supply to 1 No | MAHABOOBNAGAR | 27.04.2011 | 0.017357 | Submitted vide Distribution True-up petition for 2nd control Period as Annexure-I | Submitted vide Distribution True-up petition for 2nd control Period as Annexure-I
3118 | Fixing of Meter on SMC Board with access | MAHABOOBNAGAR | 21.03.2012 | 0.017363 | Submitted vide Distribution True-up petition for 2nd control Period as Annexure-I | Submitted vide Distribution True-up petition for 2nd control Period as Annexure-I
3119 | Erection of 25 KVA 3Phase DTR for Releas | MAHABOOBNAGAR | 03.05.2011 | 0.012429 | Submitted vide Distribution True-up petition for 2nd control Period as Annexure-I | Submitted vide Distribution True-up petition for 2nd control Period as Annexure-I
3120 | E/s for erectin of 25 KVA DTR for releav | MAHABOOBNAGAR | 20.11.2012 | 0.0087535 | Submitted vide Distribution True-up petition for 2nd control Period as Annexure-I | Submitted vide Distribution True-up petition for 2nd control Period as Annexure-I
3121 | E/s for Extension of supply to 01 No 05 | MAHABOOBNAGAR | 23.04.2011 | 0.0013616 | Submitted vide Distribution True-up petition for 2nd control Period as Annexure-I | Submitted vide Distribution True-up petition for 2nd control Period as Annexure-I
3122 | Erection of 1No 25KVA Additional DTR for | MAHABOOBNAGAR | 11.06.2012 | 0.011878 | Submitted vide Distribution True-up petition for 2nd control Period as Annexure-I | Submitted vide Distribution True-up petition for 2nd control Period as Annexure-I
3123 | Erection of 1Nos 25KVA DTR for relieving | MAHABOOBNAGAR | 28.03.2012 | 0.011787 | Submitted vide Distribution True-up petition for 2nd control Period as Annexure-I | Submitted vide Distribution True-up petition for 2nd control Period as Annexure-I
3124 | Erection of 1Nos 25KVA DTR for relieving | MAHABOOBNAGAR | 22.03.2012 | 0.012044 | Submitted vide Distribution True-up petition for 2nd control Period as Annexure-I | Submitted vide Distribution True-up petition for 2nd control Period as Annexure-I
3125 | E/S FOr Erection of 1 NO 25KVA DTR to Re | MAHABOOBNAGAR | 23.12.2011 | 0.013707 | Submitted vide Distribution True-up petition for 2nd control Period as Annexure-I | Submitted vide Distribution True-up petition for 2nd control Period as Annexure-I
3126 | Estimate for Erection of 2 No. 25 KVA Ad | MAHABOOBNAGAR | 11.06.2012 | 0.017245 | Submitted vide Distribution True-up petition for 2nd control Period as Annexure-I | Submitted vide Distribution True-up petition for 2nd control Period as Annexure-I
3127 | Estimate for Erection of 1 No. 25 KVA Ad | MAHABOOBNAGAR | 11.06.2012 | 0.011066 | Submitted vide Distribution True-up petition for 2nd control Period as Annexure-I | Submitted vide Distribution True-up petition for 2nd control Period as Annexure-I
3128 | E/Sfor Release of 4nos. Agls at Thiruma | MAHABOOBNAGAR | 23.02.2012 | 0.0097989 | Submitted vide Distribution True-up petition for 2nd control Period as Annexure-I | Submitted vide Distribution True-up petition for 2nd control Period as Annexure-I
3129 | E/Sfor Release of 4nos. Agls at Thiruma | MAHABOOBNAGAR | 08.02.2012 | 0.0082642 | Submitted vide Distribution True-up petition for 2nd control Period as Annexure-I | Submitted vide Distribution True-up petition for 2nd control Period as Annexure-I
3130 | E/Sfor Release of 4nos. Agls at Thippar | MAHABOOBNAGAR | 23.02.2012 | 0.01194 | Submitted vide Distribution True-up petition for 2nd control Period as Annexure-I | Submitted vide Distribution True-up petition for 2nd control Period as Annexure-I
3131 | E/Sfor Release of 4nos. Agls at Thippar | MAHABOOBNAGAR | 23.02.2012 | 0.01418 | Submitted vide Distribution True-up petition for 2nd control Period as Annexure-I | Submitted vide Distribution True-up petition for 2nd control Period as Annexure-I
3132 | E/s to 01 No 25 KVA DTR to relieve over | MAHABOOBNAGAR | 20.11.2012 | 0.0042612 | Submitted vide Distribution True-up petition for 2nd control Period as Annexure-I | Submitted vide Distribution True-up petition for 2nd control Period as Annexure-I
3133 | E/S TO 1NO 25KVA DTR UNDER CAT-VA AT DEV | MAHABOOBNAGAR | 24.05.2011 | 0.012925 | Submitted vide Distribution True-up petition for 2nd control Period as Annexure-I | Submitted vide Distribution True-up petition for 2nd control Period as Annexure-I
3134 | E/S TO1NO25KVA DTR UNDER CAT-VA AT ATMAK | MAHABOOBNAGAR | 25.05.2011 | 0.010437 | Submitted vide Distribution True-up petition for 2nd control Period as Annexure-I | Submitted vide Distribution True-up petition for 2nd control Period as Annexure-I
3135 | E/S TO ERECTION OF 1NO 25KVA DTR UNDER C | MAHABOOBNAGAR | 05.05.2011 | 0.013043 | Submitted vide Distribution True-up petition for 2nd control Period as Annexure-I | Submitted vide Distribution True-up petition for 2nd control Period as Annexure-I
3136 | E/S TO ERECTION OF 1NO 25KVA DTR UNDER C | MAHABOOBNAGAR | 05.05.2011 | 0.013064 | Submitted vide Distribution True-up petition for 2nd control Period as Annexure-I | Submitted vide Distribution True-up petition for 2nd control Period as Annexure-I
3137 | Erection of 25 KVA 3 Phase DTR for relea | MAHABOOBNAGAR | 17.06.2011 | 0.014932 | Submitted vide Distribution True-up petition for 2nd control Period as Annexure-I | Submitted vide Distribution True-up petition for 2nd control Period as Annexure-I
3138 | Estimate for erection of 1No Addtional 3 | MAHABOOBNAGAR | 08.06.2012 | 0.10013 | Submitted vide Distribution True-up petition for 2nd control Period as Annexure-I | Submitted vide Distribution True-up petition for 2nd control Period as Annexure-I
3139 | Estimate for erection of 1No 3.15MVA Add | MAHABOOBNAGAR | 08.06.2012 | 0.097971 | Submitted vide Distribution True-up petition for 2nd control Period as Annexure-I | Submitted vide Distribution True-up petition for 2nd control Period as Annexure-I
3140 | Errection of 2x25KVA 3 Ph Addl DTRs for | MAHABOOBNAGAR | 11.06.2012 | 0.0039625 | Submitted vide Distribution True-up petition for 2nd control Period as Annexure-I | Submitted vide Distribution True-up petition for 2nd control Period as Annexure-I
3141 | Estimate for Erection of 25 KVA Addl.DTR | MAHABOOBNAGAR | 08.06.2012 | 0.0118 | Submitted vide Distribution True-up petition for 2nd control Period as Annexure-I | Submitted vide Distribution True-up petition for 2nd control Period as Annexure-I
3142 | Extension of supply to 1No 25 KVA DTR to | MAHABOOBNAGAR | 08.06.2012 | 0.012583 | Submitted vide Distribution True-up petition for 2nd control Period as Annexure-I | Submitted vide Distribution True-up petition for 2nd control Period as Annexure-I
3143 | Estimate proposal for theft of 33KV cond | MAHABOOBNAGAR | 08.06.2012 | 0.013298 | Submitted vide Distribution True-up petition for 2nd control Period as Annexure-I | Submitted vide Distribution True-up petition for 2nd control Period as Annexure-I
3144 | Erection of 1No 25KVA DTR for releasing | MAHABOOBNAGAR | 24.03.2012 | 0.015256 | Submitted vide Distribution True-up petition for 2nd control Period as Annexure-I | Submitted vide Distribution True-up petition for 2nd control Period as Annexure-I
3145 | Erection of 1No 25KVA DTR for releasing | MAHABOOBNAGAR | 28.03.2012 | 0.015025 | Submitted vide Distribution True-up petition for 2nd control Period as Annexure-I | Submitted vide Distribution True-up petition for 2nd control Period as Annexure-I
3146 | 1NO 25KVA UNDER CAT-VA AT KONKANONIPALLY | MAHABOOBNAGAR | 10.01.2012 | 0.016604 | Submitted vide Distribution True-up petition for 2nd control Period as Annexure-I | Submitted vide Distribution True-up petition for 2nd control Period as Annexure-I
3147 | E/s for proposal of Erection of 1No 25Kv | MAHABOOBNAGAR | 29.03.2012 | 0.0052895 | Submitted vide Distribution True-up petition for 2nd control Period as Annexure-I | Submitted vide Distribution True-up petition for 2nd control Period as Annexure-I
3148 | Erection of 3Nos 3x15KVA additional DTR | MAHABOOBNAGAR | 11.06.2012 | 0.012602 | Submitted vide Distribution True-up petition for 2nd control Period as Annexure-I | Submitted vide Distribution True-up petition for 2nd control Period as Annexure-I
3149 | E/S to 1no 20KW Non-Domestic Load of M/S | MAHABOOBNAGAR | 09.05.2011 | 0.017196 | Submitted vide Distribution True-up petition for 2nd control Period as Annexure-I | Submitted vide Distribution True-up petition for 2nd control Period as Annexure-I
3150 | Proposal for E/S to 1X 5HP Indl. Load to | MAHABOOBNAGAR | 02.05.2011 | 0.00014567 | Submitted vide Distribution True-up petition for 2nd control Period as Annexure-I | Submitted vide Distribution True-up petition for 2nd control Period as Annexure-I
3151 | Ext.Of.power supply 1No 35HP Load to M/S | MAHABOOBNAGAR | 06.05.2011 | 0.014657 | Submitted vide Distribution True-up petition for 2nd control Period as Annexure-I | Submitted vide Distribution True-up petition for 2nd control Period as Annexure-I
3152 | E/s proposal for Extension of supply to | MAHABOOBNAGAR | 09.06.2011 | 0.044493 | Submitted vide Distribution True-up petition for 2nd control Period as Annexure-I | Submitted vide Distribution True-up petition for 2nd control Period as Annexure-I
3153 | E/s for Errection of 01 No 25 KVA Dist.T | MAHABOOBNAGAR | 03.06.2011 | 0.01177 | Submitted vide Distribution True-up petition for 2nd control Period as Annexure-I | Submitted vide Distribution True-up petition for 2nd control Period as Annexure-I
3154 | E/s for Errection of 01 No 25 KVA Dist. | MAHABOOBNAGAR | 03.06.2011 | 0.013575 | Submitted vide Distribution True-up petition for 2nd control Period as Annexure-I | Submitted vide Distribution True-up petition for 2nd control Period as Annexure-I
3155 | Estimate for Extension of HT supply to | MAHABOOBNAGAR | 25.04.2011 | 0.0034025 | Submitted vide Distribution True-up petition for 2nd control Period as Annexure-I | Submitted vide Distribution True-up petition for 2nd control Period as Annexure-I
3156 | Erection of 1no 25KVA DTR for releasing | MAHABOOBNAGAR | 14.02.2012 | 0.013418 | Submitted vide Distribution True-up petition for 2nd control Period as Annexure-I | Submitted vide Distribution True-up petition for 2nd control Period as Annexure-I
3157 | E/S to extention of HT supply to 1 No | MAHABOOBNAGAR | 11.06.2011 | 0.017989 | Submitted vide Distribution True-up petition for 2nd control Period as Annexure-I | Submitted vide Distribution True-up petition for 2nd control Period as Annexure-I
3158 | E/S to extention of HT supply to 1 No 7 | MAHABOOBNAGAR | 11.06.2011 | 0.017442 | Submitted vide Distribution True-up petition for 2nd control Period as Annexure-I | Submitted vide Distribution True-up petition for 2nd control Period as Annexure-I
3159 | Extension of supply to 1No 1KW Domestic | MAHABOOBNAGAR | 19.08.2011 | 0.0030152 | Submitted vide Distribution True-up petition for 2nd control Period as Annexure-I | Submitted vide Distribution True-up petition for 2nd control Period as Annexure-I
3160 | E/S to Providing of LT AB Cable for exis | MAHABOOBNAGAR | 25.04.2011 | 0.0068843 | Submitted vide Distribution True-up petition for 2nd control Period as Annexure-I | Submitted vide Distribution True-up petition for 2nd control Period as Annexure-I
3161 | E/S to Providing of LT ABCable for Agl S | MAHABOOBNAGAR | 09.05.2011 | 0.0057645 | Submitted vide Distribution True-up petition for 2nd control Period as Annexure-I | Submitted vide Distribution True-up petition for 2nd control Period as Annexure-I
3162 | Estimate praposal for Service Connect | MAHABOOBNAGAR | 23.04.2011 | 0.00014567 | Submitted vide Distribution True-up petition for 2nd control Period as Annexure-I | Submitted vide Distribution True-up petition for 2nd control Period as Annexure-I
3163 | Estimate for Service Connection to 1No 1 | MAHABOOBNAGAR | 19.04.2011 | 0.00014567 | Submitted vide Distribution True-up petition for 2nd control Period as Annexure-I | Submitted vide Distribution True-up petition for 2nd control Period as Annexure-I
3164 | Erection of 1 No. 25 KVA 3 ╪ Addl. Dist. | MAHABOOBNAGAR | 08.06.2012 | 0.017878 | Submitted vide Distribution True-up petition for 2nd control Period as Annexure-I | Submitted vide Distribution True-up petition for 2nd control Period as Annexure-I
3165 | Estimate for Erection of 1 No. 25 KVA Ad | MAHABOOBNAGAR | 11.06.2012 | 0.0094019 | Submitted vide Distribution True-up petition for 2nd control Period as Annexure-I | Submitted vide Distribution True-up petition for 2nd control Period as Annexure-I
3166 | E/S to Extension of 1No.74 HP load to CP | MAHABOOBNAGAR | 20.06.2011 | 0.062754 | Submitted vide Distribution True-up petition for 2nd control Period as Annexure-I | Submitted vide Distribution True-up petition for 2nd control Period as Annexure-I
3167 | E/S to Extension of 1No.74 HP load to CP | MAHABOOBNAGAR | 20.06.2011 | 0.082602 | Submitted vide Distribution True-up petition for 2nd control Period as Annexure-I | Submitted vide Distribution True-up petition for 2nd control Period as Annexure-I
3168 | Estimate for extension of supply to 1No | MAHABOOBNAGAR | 22.04.2011 | 0.0028221 | Submitted vide Distribution True-up petition for 2nd control Period as Annexure-I | Submitted vide Distribution True-up petition for 2nd control Period as Annexure-I
3169 | E/s to 1 No. 5.0 KW Non-Domestic load to | MAHABOOBNAGAR | 31.12.2011 | 0.0011736 | Submitted vide Distribution True-up petition for 2nd control Period as Annexure-I | Submitted vide Distribution True-up petition for 2nd control Period as Annexure-I
3170 | Estimate for Erection of 2 No. 25 KVA Ad | MAHABOOBNAGAR | 11.06.2012 | 0.018432 | Submitted vide Distribution True-up petition for 2nd control Period as Annexure-I | Submitted vide Distribution True-up petition for 2nd control Period as Annexure-I
3171 | Estimate for Erection of 2 No. 25 KVA Ad | MAHABOOBNAGAR | 11.06.2012 | 0.01824 | Submitted vide Distribution True-up petition for 2nd control Period as Annexure-I | Submitted vide Distribution True-up petition for 2nd control Period as Annexure-I
3172 | E/s to 5Nos 5HP ( 5X5 HP =25 HP ) Agl lo | MAHABOOBNAGAR | 14.06.2019 | 0.0032328 | Submitted vide Distribution True-up petition for 2nd control Period as Annexure-I | Submitted vide Distribution True-up petition for 2nd control Period as Annexure-I
3173 | E/s to 8Nos 5HP (8X5 =40 HP) Agricultur | MAHABOOBNAGAR | 21.05.2019 | 0.0043278 | Submitted vide Distribution True-up petition for 2nd control Period as Annexure-I | Submitted vide Distribution True-up petition for 2nd control Period as Annexure-I
3174 | Errection of 1 No 25KVA Addl DTR at SS-I | MAHABOOBNAGAR | 11.06.2012 | 0.003056 | Submitted vide Distribution True-up petition for 2nd control Period as Annexure-I | Submitted vide Distribution True-up petition for 2nd control Period as Annexure-I
3175 | E/S to 1no 6KW Non-Domestic load (Dhaba) | MAHABOOBNAGAR | 10.06.2011 | 0.0098519 | Submitted vide Distribution True-up petition for 2nd control Period as Annexure-I | Submitted vide Distribution True-up petition for 2nd control Period as Annexure-I
3176 | Erection of 33/11KV SS at Serivenkatapur | MAHABOOBNAGAR | 06.06.2012 | 0.84166 | Submitted vide Distribution True-up petition for 2nd control Period as Annexure-I | Submitted vide Distribution True-up petition for 2nd control Period as Annexure-I
3177 | Estimate for Releasing of 03nos Agricult | MAHABOOBNAGAR | 30.05.2011 | 0.0076428 | Submitted vide Distribution True-up petition for 2nd control Period as Annexure-I | Submitted vide Distribution True-up petition for 2nd control Period as Annexure-I
3178 | Erection of11x25 KVA 3 phase DTRs for re | MAHABOOBNAGAR | 02.09.2011 | 0.0091104 | Submitted vide Distribution True-up petition for 2nd control Period as Annexure-I | Submitted vide Distribution True-up petition for 2nd control Period as Annexure-I
3179 | Erection of 1Nos 25KVA DTR for releasing | MAHABOOBNAGAR | 18.06.2011 | 0.014281 | Submitted vide Distribution True-up petition for 2nd control Period as Annexure-I | Submitted vide Distribution True-up petition for 2nd control Period as Annexure-I
3180 | E/S to 1 No 74 HP Industrial Load to M/ | MAHABOOBNAGAR | 03.03.2012 | 0.023633 | Submitted vide Distribution True-up petition for 2nd control Period as Annexure-I | Submitted vide Distribution True-up petition for 2nd control Period as Annexure-I
3181 | Erection of 1Nos 25KVA DTR for relieving | MAHABOOBNAGAR | 27.03.2012 | 0.0089583 | Submitted vide Distribution True-up petition for 2nd control Period as Annexure-I | Submitted vide Distribution True-up petition for 2nd control Period as Annexure-I
3182 | Estimate for electrification of Nallamet | MAHABOOBNAGAR | 13.05.2011 | 0.0038078 | Submitted vide Distribution True-up petition for 2nd control Period as Annexure-I | Submitted vide Distribution True-up petition for 2nd control Period as Annexure-I
3183 | Estimate for Extension of supply to 1No | MAHABOOBNAGAR | 27.04.2011 | 0.014906 | Submitted vide Distribution True-up petition for 2nd control Period as Annexure-I | Submitted vide Distribution True-up petition for 2nd control Period as Annexure-I
3184 | Estimate for electrification of Devunigu | MAHABOOBNAGAR | 13.05.2011 | 0.0046565 | Submitted vide Distribution True-up petition for 2nd control Period as Annexure-I | Submitted vide Distribution True-up petition for 2nd control Period as Annexure-I
3185 | Estimate for electrification of Kadiyala | MAHABOOBNAGAR | 13.05.2011 | 0.0051709 | Submitted vide Distribution True-up petition for 2nd control Period as Annexure-I | Submitted vide Distribution True-up petition for 2nd control Period as Annexure-I
3186 | Providing of intermediate poles to avoid | MAHABOOBNAGAR | 08.06.2012 | 0.0017446 | Submitted vide Distribution True-up petition for 2nd control Period as Annexure-I | Submitted vide Distribution True-up petition for 2nd control Period as Annexure-I
3187 | Providing of intermediate poles to avoid | MAHABOOBNAGAR | 08.06.2012 | 0.0017446 | Submitted vide Distribution True-up petition for 2nd control Period as Annexure-I | Submitted vide Distribution True-up petition for 2nd control Period as Annexure-I
3188 | Providing of intermediate poles to avoid | MAHABOOBNAGAR | 08.06.2012 | 0.0017446 | Submitted vide Distribution True-up petition for 2nd control Period as Annexure-I | Submitted vide Distribution True-up petition for 2nd control Period as Annexure-I
3189 | Providing of intermediate poles to avoid | MAHABOOBNAGAR | 08.06.2012 | 0.0017446 | Submitted vide Distribution True-up petition for 2nd control Period as Annexure-I | Submitted vide Distribution True-up petition for 2nd control Period as Annexure-I
3190 | Estimate for Erection of 1 No. 100 KVA 3 | MAHABOOBNAGAR | 08.06.2012 | 0.0090742 | Submitted vide Distribution True-up petition for 2nd control Period as Annexure-I | Submitted vide Distribution True-up petition for 2nd control Period as Annexure-I
3191 | Estimate for Erection of 1 No. 63 KVA 3 | MAHABOOBNAGAR | 08.06.2012 | 0.013158 | Submitted vide Distribution True-up petition for 2nd control Period as Annexure-I | Submitted vide Distribution True-up petition for 2nd control Period as Annexure-I
3192 | E/S to1no 10KW Non-Domestic load to Indu | MAHABOOBNAGAR | 15.02.2012 | 0.011689 | Submitted vide Distribution True-up petition for 2nd control Period as Annexure-I | Submitted vide Distribution True-up petition for 2nd control Period as Annexure-I
3193 | Extension of supply to 2 KW Domestic loa | MAHABOOBNAGAR | 20.04.2011 | 0.0046861 | Submitted vide Distribution True-up petition for 2nd control Period as Annexure-I | Submitted vide Distribution True-up petition for 2nd control Period as Annexure-I
3194 | E/S to 1no 1KW Non-Domestic load to Seni | MAHABOOBNAGAR | 15.02.2012 | 0.0074646 | Submitted vide Distribution True-up petition for 2nd control Period as Annexure-I | Submitted vide Distribution True-up petition for 2nd control Period as Annexure-I
3195 | E/S to Errection of 1no 25KVA 3-ph Addl | MAHABOOBNAGAR | 08.06.2012 | 0.0095594 | Submitted vide Distribution True-up petition for 2nd control Period as Annexure-I | Submitted vide Distribution True-up petition for 2nd control Period as Annexure-I
3196 | E/S to Errection of 1no 25KVA Addl DTR o | MAHABOOBNAGAR | 08.06.2012 | 0.013656 | Submitted vide Distribution True-up petition for 2nd control Period as Annexure-I | Submitted vide Distribution True-up petition for 2nd control Period as Annexure-I
3197 | Extension of supply to 1 No.74 HP Non-D | MAHABOOBNAGAR | 03.05.2011 | 0.057493 | Submitted vide Distribution True-up petition for 2nd control Period as Annexure-I | Submitted vide Distribution True-up petition for 2nd control Period as Annexure-I
3198 | Estimate for erection of 2X15KVA Addl.DT | MAHABOOBNAGAR | 08.06.2012 | 0.0058751 | Submitted vide Distribution True-up petition for 2nd control Period as Annexure-I | Submitted vide Distribution True-up petition for 2nd control Period as Annexure-I
3199 | E/S to 1 no 25 KVA DTR for 4 nos Agl lo | MAHABOOBNAGAR | 02.05.2011 | 0.012307 | Submitted vide Distribution True-up petition for 2nd control Period as Annexure-I | Submitted vide Distribution True-up petition for 2nd control Period as Annexure-I
3200 | E/S TO 3NOS 5HP(15HP) AGL LOADS UNDER CA | MAHABOOBNAGAR | 13.05.2011 | 0.0051813 | Submitted vide Distribution True-up petition for 2nd control Period as Annexure-I | Submitted vide Distribution True-up petition for 2nd control Period as Annexure-I
3201 | E/S TO 3NOS 5HP(15HP) AGL LOADS UNDER CA | MAHABOOBNAGAR | 13.05.2011 | 0.0049488 | Submitted vide Distribution True-up petition for 2nd control Period as Annexure-I | Submitted vide Distribution True-up petition for 2nd control Period as Annexure-I
3202 | E/S TO 3NOS 5HP(15HP) AGL LOADS UNDER CA | MAHABOOBNAGAR | 13.05.2011 | 0.0051455 | Submitted vide Distribution True-up petition for 2nd control Period as Annexure-I | Submitted vide Distribution True-up petition for 2nd control Period as Annexure-I
3203 | E/S TO 3NOS 5HP(15HP) AGL LOADS UNDER CA | MAHABOOBNAGAR | 13.05.2011 | 0.0051455 | Submitted vide Distribution True-up petition for 2nd control Period as Annexure-I | Submitted vide Distribution True-up petition for 2nd control Period as Annexure-I
3204 | Extension of supply to 3 KW Non domestic | MAHABOOBNAGAR | 26.07.2011 | 0.0059372 | Submitted vide Distribution True-up petition for 2nd control Period as Annexure-I | Submitted vide Distribution True-up petition for 2nd control Period as Annexure-I
3205 | Erection of 11KV 800 Amps New AB Switche | MAHABOOBNAGAR | 08.06.2012 | 0.010364 | Submitted vide Distribution True-up petition for 2nd control Period as Annexure-I | Submitted vide Distribution True-up petition for 2nd control Period as Annexure-I
3206 | Estimate for providing of 220V DC Announ | MAHABOOBNAGAR | 08.06.2012 | 0.016946 | Submitted vide Distribution True-up petition for 2nd control Period as Annexure-I | Submitted vide Distribution True-up petition for 2nd control Period as Annexure-I
3207 | Renovation of earth mat and earth pits a | MAHABOOBNAGAR | 08.06.2012 | 0.010495 | Submitted vide Distribution True-up petition for 2nd control Period as Annexure-I | Submitted vide Distribution True-up petition for 2nd control Period as Annexure-I
3208 | Providing of MS flat for Renovation of e | MAHABOOBNAGAR | 08.06.2012 | 0.0010841 | Submitted vide Distribution True-up petition for 2nd control Period as Annexure-I | Submitted vide Distribution True-up petition for 2nd control Period as Annexure-I
3209 | E/S TO 3NOS 5HP(15HP) AGL LOADS UNDER CA | MAHABOOBNAGAR | 13.05.2011 | 0.0051455 | Submitted vide Distribution True-up petition for 2nd control Period as Annexure-I | Submitted vide Distribution True-up petition for 2nd control Period as Annexure-I
3210 | Digging of trenches and refilling of soi | MAHABOOBNAGAR | 08.06.2012 | 0.0076157 | Submitted vide Distribution True-up petition for 2nd control Period as Annexure-I | Submitted vide Distribution True-up petition for 2nd control Period as Annexure-I
3211 | REPLACEMENT OF BARE CONDUCTOR WITH 2.0KM | MAHABOOBNAGAR | 08.06.2012 | 0.0061662 | Submitted vide Distribution True-up petition for 2nd control Period as Annexure-I | Submitted vide Distribution True-up petition for 2nd control Period as Annexure-I
3212 | Renovation of earth pits at 33/11kv ss C | MAHABOOBNAGAR | 08.06.2012 | 0.0035091 | Submitted vide Distribution True-up petition for 2nd control Period as Annexure-I | Submitted vide Distribution True-up petition for 2nd control Period as Annexure-I
3213 | Digging of trenches and refilling soil | MAHABOOBNAGAR | 08.06.2012 | 0.010469 | Submitted vide Distribution True-up petition for 2nd control Period as Annexure-I | Submitted vide Distribution True-up petition for 2nd control Period as Annexure-I
3214 | Renovation of earth mat and earth pits a | MAHABOOBNAGAR | 08.06.2012 | 0.008957 | Submitted vide Distribution True-up petition for 2nd control Period as Annexure-I | Submitted vide Distribution True-up petition for 2nd control Period as Annexure-I
3215 | Renovation of earth pit(providing of cem | MAHABOOBNAGAR | 08.06.2012 | 0.0030723 | Submitted vide Distribution True-up petition for 2nd control Period as Annexure-I | Submitted vide Distribution True-up petition for 2nd control Period as Annexure-I
3216 | E/S for Erection of 2x25KVA DTR at Tandr | MAHABOOBNAGAR | 03.06.2011 | 0.024368 | Submitted vide Distribution True-up petition for 2nd control Period as Annexure-I | Submitted vide Distribution True-up petition for 2nd control Period as Annexure-I
3217 | E/s for release of 2 Nos. Agl under Cat- | MAHABOOBNAGAR | 03.06.2011 | 0.0025399 | Submitted vide Distribution True-up petition for 2nd control Period as Annexure-I | Submitted vide Distribution True-up petition for 2nd control Period as Annexure-I
3218 | E/s for release of 1 Nos. Agl under Cat- | MAHABOOBNAGAR | 03.06.2011 | 0.0013311 | Submitted vide Distribution True-up petition for 2nd control Period as Annexure-I | Submitted vide Distribution True-up petition for 2nd control Period as Annexure-I
3219 | E/s extension of supply to 5 KW Non-Dome | MAHABOOBNAGAR | 20.11.2012 | 0.0048527 | Submitted vide Distribution True-up petition for 2nd control Period as Annexure-I | Submitted vide Distribution True-up petition for 2nd control Period as Annexure-I
3220 | Extension of supply to 3 KW Non domestic | MAHABOOBNAGAR | 20.04.2011 | 0.0041962 | Submitted vide Distribution True-up petition for 2nd control Period as Annexure-I | Submitted vide Distribution True-up petition for 2nd control Period as Annexure-I
3221 | Extension of supply to 2 KW Non Domestic | MAHABOOBNAGAR | 06.04.2011 | 0.0028719 | Submitted vide Distribution True-up petition for 2nd control Period as Annexure-I | Submitted vide Distribution True-up petition for 2nd control Period as Annexure-I
3222 | E/s to 1 No. 100 KVA Addl DTR for oner l | MAHABOOBNAGAR | 08.06.2012 | 0.0058378 | Submitted vide Distribution True-up petition for 2nd control Period as Annexure-I | Submitted vide Distribution True-up petition for 2nd control Period as Annexure-I
3223 | E/s to 1 No. 100 KVA Addl DTR for over l | MAHABOOBNAGAR | 08.06.2012 | 0.00069729 | Submitted vide Distribution True-up petition for 2nd control Period as Annexure-I | Submitted vide Distribution True-up petition for 2nd control Period as Annexure-I
3224 | Erection of 1No 15KVA S-╪ additional DTR | MAHABOOBNAGAR | 11.06.2012 | 0.0072392 | Submitted vide Distribution True-up petition for 2nd control Period as Annexure-I | Submitted vide Distribution True-up petition for 2nd control Period as Annexure-I
3225 | E/S to Errection of 1no 63 KVA 3-ph DTR | MAHABOOBNAGAR | 22.05.2016 | 0.0011992 | Submitted vide Distribution True-up petition for 2nd control Period as Annexure-I | Submitted vide Distribution True-up petition for 2nd control Period as Annexure-I
3226 | E/s to 1 No. 100 KVA Addl DTR for over l | MAHABOOBNAGAR | 08.06.2012 | 0.0029422 | Submitted vide Distribution True-up petition for 2nd control Period as Annexure-I | Submitted vide Distribution True-up petition for 2nd control Period as Annexure-I
3227 | E/s to 1 No.25 KVA Addl DTR for over loa | MAHABOOBNAGAR | 08.06.2012 | 0.016459 | Submitted vide Distribution True-up petition for 2nd control Period as Annexure-I | Submitted vide Distribution True-up petition for 2nd control Period as Annexure-I
3228 | Estimate For Erection of 1 No 25 KVA DTR | MAHABOOBNAGAR | 23.12.2011 | 0.0085415 | Submitted vide Distribution True-up petition for 2nd control Period as Annexure-I | Submitted vide Distribution True-up petition for 2nd control Period as Annexure-I
3229 | E/S TO 1NO 5HP AGL LOAD TOWARDS RELEASE | MAHABOOBNAGAR | 13.05.2011 | 0.0020926 | Submitted vide Distribution True-up petition for 2nd control Period as Annexure-I | Submitted vide Distribution True-up petition for 2nd control Period as Annexure-I
3230 | Providing of 1.5KM LT AB Cable (2x16+25S | MAHABOOBNAGAR | 08.06.2012 | 0.0045693 | Submitted vide Distribution True-up petition for 2nd control Period as Annexure-I | Submitted vide Distribution True-up petition for 2nd control Period as Annexure-I
3231 | Erection of 1No 25KVA DTR for releasing | MAHABOOBNAGAR | 27.04.2011 | 0.010107 | Submitted vide Distribution True-up petition for 2nd control Period as Annexure-I | Submitted vide Distribution True-up petition for 2nd control Period as Annexure-I
3232 | Erection of 1No 25KVA DTR for relasing o | MAHABOOBNAGAR | 26.04.2011 | 0.010432 | Submitted vide Distribution True-up petition for 2nd control Period as Annexure-I | Submitted vide Distribution True-up petition for 2nd control Period as Annexure-I
3233 | Erection of 1No 25KVA DTR for releasing | MAHABOOBNAGAR | 14.07.2011 | 0.011287 | Submitted vide Distribution True-up petition for 2nd control Period as Annexure-I | Submitted vide Distribution True-up petition for 2nd control Period as Annexure-I
3234 | Estimate for Providing and Fixing of SMC | MAHABOOBNAGAR | 02.06.2011 | 0.045537 | Submitted vide Distribution True-up petition for 2nd control Period as Annexure-I | Submitted vide Distribution True-up petition for 2nd control Period as Annexure-I
3235 | Estimate for Erection of 1 No's 25KVA DT | MAHABOOBNAGAR | 18.03.2012 | 0.010477 | Submitted vide Distribution True-up petition for 2nd control Period as Annexure-I | Submitted vide Distribution True-up petition for 2nd control Period as Annexure-I
3236 | Estimate for Providing and Fixing of SMC | MAHABOOBNAGAR | 02.06.2011 | 0.047467 | Submitted vide Distribution True-up petition for 2nd control Period as Annexure-I | Submitted vide Distribution True-up petition for 2nd control Period as Annexure-I
3237 | E/s to 1No. 10KW Non-Domestic load to M/ | MAHABOOBNAGAR | 25.04.2011 | 0.008086 | Submitted vide Distribution True-up petition for 2nd control Period as Annexure-I | Submitted vide Distribution True-up petition for 2nd control Period as Annexure-I
3238 | Erection of 1 No 25KVA DTR to release of | MAHABOOBNAGAR | 13.12.2011 | 0.011124 | Submitted vide Distribution True-up petition for 2nd control Period as Annexure-I | Submitted vide Distribution True-up petition for 2nd control Period as Annexure-I
3239 | Estimate for Rectification of 33KV Kondu | MAHABOOBNAGAR | 08.06.2012 | 0.0047508 | Submitted vide Distribution True-up petition for 2nd control Period as Annexure-I | Submitted vide Distribution True-up petition for 2nd control Period as Annexure-I
3240 | Conv of LVDS into HVDS on 11 KV Kotra Fe | MAHABOOBNAGAR | 14.04.2011 | 0.21061 | Submitted vide Distribution True-up petition for 2nd control Period as Annexure-I | Submitted vide Distribution True-up petition for 2nd control Period as Annexure-I
3241 | Conv of LVDS into HVDS on 11 KV Jakinala | MAHABOOBNAGAR | 02.04.2011 | 0.049558 | Submitted vide Distribution True-up petition for 2nd control Period as Annexure-I | Submitted vide Distribution True-up petition for 2nd control Period as Annexure-I
3242 | Conv of LVDS into HVDS on 11 KV Boinapal | MAHABOOBNAGAR | 14.04.2011 | 0.12207 | Submitted vide Distribution True-up petition for 2nd control Period as Annexure-I | Submitted vide Distribution True-up petition for 2nd control Period as Annexure-I
3243 | Conv of LVDS into HVDS on 11 KV Veljal F | MAHABOOBNAGAR | 13.04.2011 | 0.16356 | Submitted vide Distribution True-up petition for 2nd control Period as Annexure-I | Submitted vide Distribution True-up petition for 2nd control Period as Annexure-I
3244 | Conv of LVDS into HVDS on 11 KV Veldanda | MAHABOOBNAGAR | 02.04.2011 | 0.12917 | Submitted vide Distribution True-up petition for 2nd control Period as Annexure-I | Submitted vide Distribution True-up petition for 2nd control Period as Annexure-I
3245 | Conv of LVDS into HVDS on 11 KV Jakinalp | MAHABOOBNAGAR | 14.04.2011 | 0.20825 | Submitted vide Distribution True-up petition for 2nd control Period as Annexure-I | Submitted vide Distribution True-up petition for 2nd control Period as Annexure-I
3246 | Conv of LVDS into HVDS on 11 KV Veldanda | MAHABOOBNAGAR | 02.04.2011 | 0.1604 | Submitted vide Distribution True-up petition for 2nd control Period as Annexure-I | Submitted vide Distribution True-up petition for 2nd control Period as Annexure-I
3247 | Conv of LVDS into HVDS on 11 KV Boinpall | MAHABOOBNAGAR | 16.04.2011 | 0.21879 | Submitted vide Distribution True-up petition for 2nd control Period as Annexure-I | Submitted vide Distribution True-up petition for 2nd control Period as Annexure-I
3248 | Conv of LVDS into HVDS on 11 KV Boinpall | MAHABOOBNAGAR | 28.04.2011 | 0.068423 | Submitted vide Distribution True-up petition for 2nd control Period as Annexure-I | Submitted vide Distribution True-up petition for 2nd control Period as Annexure-I
3249 | Conv of LVDS into HVDS on 11 KV Jakinalp | MAHABOOBNAGAR | 02.04.2011 | 0.19004 | Submitted vide Distribution True-up petition for 2nd control Period as Annexure-I | Submitted vide Distribution True-up petition for 2nd control Period as Annexure-I
3250 | Conv of LVDS into HVDS on 11 KV Brammana | MAHABOOBNAGAR | 02.04.2011 | 0.14569 | Submitted vide Distribution True-up petition for 2nd control Period as Annexure-I | Submitted vide Distribution True-up petition for 2nd control Period as Annexure-I
3251 | Conv of LVDS into HVDS on 11 KV Jakinalp | MAHABOOBNAGAR | 14.04.2011 | 0.090738 | Submitted vide Distribution True-up petition for 2nd control Period as Annexure-I | Submitted vide Distribution True-up petition for 2nd control Period as Annexure-I
3252 | Conv of LVDS into HVDS on 11 KV Kotra Fe | MAHABOOBNAGAR | 28.04.2011 | 0.13372 | Submitted vide Distribution True-up petition for 2nd control Period as Annexure-I | Submitted vide Distribution True-up petition for 2nd control Period as Annexure-I
3253 | Conv of LVDS into HVDS on 11 KV Kurmidda | MAHABOOBNAGAR | 14.04.2011 | 0.071888 | Submitted vide Distribution True-up petition for 2nd control Period as Annexure-I | Submitted vide Distribution True-up petition for 2nd control Period as Annexure-I
3254 | Conv of LVDS into HVDS on 11 KV Jakinalp | MAHABOOBNAGAR | 02.04.2011 | 0.063673 | Submitted vide Distribution True-up petition for 2nd control Period as Annexure-I | Submitted vide Distribution True-up petition for 2nd control Period as Annexure-I
3255 | Conv of LVDS into HVDS on 11 KV Jakinalp | MAHABOOBNAGAR | 02.04.2011 | 0.1069 | Submitted vide Distribution True-up petition for 2nd control Period as Annexure-I | Submitted vide Distribution True-up petition for 2nd control Period as Annexure-I
3256 | Extention of supply to 1no 3kw non domes | MAHABOOBNAGAR | 30.12.2011 | 0.0028833 | Submitted vide Distribution True-up petition for 2nd control Period as Annexure-I | Submitted vide Distribution True-up petition for 2nd control Period as Annexure-I
3257 | GUdimalkapur(vg)-Hanwada(M)-25KVA DTR on | MAHABOOBNAGAR | 11.06.2012 | 0.013627 | Submitted vide Distribution True-up petition for 2nd control Period as Annexure-I | Submitted vide Distribution True-up petition for 2nd control Period as Annexure-I
3258 | E/s to 1 No.15 KVA Addl DTR for over loa | MAHABOOBNAGAR | 08.06.2012 | 0.0053181 | Submitted vide Distribution True-up petition for 2nd control Period as Annexure-I | Submitted vide Distribution True-up petition for 2nd control Period as Annexure-I
3259 | Estimate for erection of 1 No. 25KVA DTR | MAHABOOBNAGAR | 28.12.2011 | 0.0062782 | Submitted vide Distribution True-up petition for 2nd control Period as Annexure-I | Submitted vide Distribution True-up petition for 2nd control Period as Annexure-I
3260 | Conv of LVDS into HVDS on 11 KV Jakinalp | MAHABOOBNAGAR | 02.04.2011 | 0.082321 | Submitted vide Distribution True-up petition for 2nd control Period as Annexure-I | Submitted vide Distribution True-up petition for 2nd control Period as Annexure-I
3261 | Conv of LVDS into HVDS on 11 KV Jakinalp | MAHABOOBNAGAR | 02.04.2011 | 0.057346 | Submitted vide Distribution True-up petition for 2nd control Period as Annexure-I | Submitted vide Distribution True-up petition for 2nd control Period as Annexure-I
3262 | Conv of LVDS into HVDS on 11 KV Pothepal | MAHABOOBNAGAR | 03.04.2011 | 0.12737 | Submitted vide Distribution True-up petition for 2nd control Period as Annexure-I | Submitted vide Distribution True-up petition for 2nd control Period as Annexure-I
3263 | Conv of LVDS into HVDS on 11 KV Jakinalp | MAHABOOBNAGAR | 13.04.2011 | 0.083428 | Submitted vide Distribution True-up petition for 2nd control Period as Annexure-I | Submitted vide Distribution True-up petition for 2nd control Period as Annexure-I
3264 | E/S to 1 no 25 KVA DTR for 4 nos Agl lo | MAHABOOBNAGAR | 02.05.2011 | 0.011543 | Submitted vide Distribution True-up petition for 2nd control Period as Annexure-I | Submitted vide Distribution True-up petition for 2nd control Period as Annexure-I
3265 | E/S to 03 nos Agricultural services each | MAHABOOBNAGAR | 02.05.2011 | 0.010537 | Submitted vide Distribution True-up petition for 2nd control Period as Annexure-I | Submitted vide Distribution True-up petition for 2nd control Period as Annexure-I
3266 | Conv of LVDS into HVDS on 11 KV Boinapal | MAHABOOBNAGAR | 14.04.2011 | 0.067876 | Submitted vide Distribution True-up petition for 2nd control Period as Annexure-I | Submitted vide Distribution True-up petition for 2nd control Period as Annexure-I
3267 | Conv of LVDS into HVDS on 11 KV Kotra Fe | MAHABOOBNAGAR | 01.04.2011 | 0.054337 | Submitted vide Distribution True-up petition for 2nd control Period as Annexure-I | Submitted vide Distribution True-up petition for 2nd control Period as Annexure-I
3268 | Conv of LVDS into HVDS on 11 KV D.C.Pall | MAHABOOBNAGAR | 28.04.2011 | 0.13162 | Submitted vide Distribution True-up petition for 2nd control Period as Annexure-I | Submitted vide Distribution True-up petition for 2nd control Period as Annexure-I
3269 | Erection of 1no 25KVA DTR for releasing | MAHABOOBNAGAR | 02.08.2011 | 0.013709 | Submitted vide Distribution True-up petition for 2nd control Period as Annexure-I | Submitted vide Distribution True-up petition for 2nd control Period as Annexure-I
3270 | Conv of LVDS into HVDS on 11 KV Veljal F | MAHABOOBNAGAR | 04.04.2011 | 0.15244 | Submitted vide Distribution True-up petition for 2nd control Period as Annexure-I | Submitted vide Distribution True-up petition for 2nd control Period as Annexure-I
3271 | Conv of LVDS into HVDS on 11 KV Brammana | MAHABOOBNAGAR | 13.04.2011 | 0.056282 | Submitted vide Distribution True-up petition for 2nd control Period as Annexure-I | Submitted vide Distribution True-up petition for 2nd control Period as Annexure-I
3272 | Conv of LVDS into HVDS on 11 KV Veldanda | MAHABOOBNAGAR | 29.04.2011 | 0.11207 | Submitted vide Distribution True-up petition for 2nd control Period as Annexure-I | Submitted vide Distribution True-up petition for 2nd control Period as Annexure-I
3273 | Conv of LVDS into HVDS on 11 KV D.C.Pall | MAHABOOBNAGAR | 14.04.2011 | 0.05938 | Submitted vide Distribution True-up petition for 2nd control Period as Annexure-I | Submitted vide Distribution True-up petition for 2nd control Period as Annexure-I
3274 | Conv of LVDS into HVDS on 11 KV D.C.Pall | MAHABOOBNAGAR | 14.04.2011 | 0.10179 | Submitted vide Distribution True-up petition for 2nd control Period as Annexure-I | Submitted vide Distribution True-up petition for 2nd control Period as Annexure-I
3275 | Conv of LVDS into HVDS on 11 KV D.C.Pall | MAHABOOBNAGAR | 14.04.2011 | 0.11764 | Submitted vide Distribution True-up petition for 2nd control Period as Annexure-I | Submitted vide Distribution True-up petition for 2nd control Period as Annexure-I
3276 | Conv of LVDS into HVDS on 11 KV Veljal F | MAHABOOBNAGAR | 28.04.2011 | 0.060124 | Submitted vide Distribution True-up petition for 2nd control Period as Annexure-I | Submitted vide Distribution True-up petition for 2nd control Period as Annexure-I
3277 | Conv of LVDS into HVDS on 11 KV Kurmidda | MAHABOOBNAGAR | 02.04.2011 | 0.17198 | Submitted vide Distribution True-up petition for 2nd control Period as Annexure-I | Submitted vide Distribution True-up petition for 2nd control Period as Annexure-I
3278 | Conv of LVDS into HVDS on 11 KV Kotra Fe | MAHABOOBNAGAR | 22.04.2011 | 0.15756 | Submitted vide Distribution True-up petition for 2nd control Period as Annexure-I | Submitted vide Distribution True-up petition for 2nd control Period as Annexure-I
3279 | Conv of LVDS into HVDS on 11 KV Veljal F | MAHABOOBNAGAR | 29.04.2011 | 0.072228 | Submitted vide Distribution True-up petition for 2nd control Period as Annexure-I | Submitted vide Distribution True-up petition for 2nd control Period as Annexure-I
3280 | Conv of LVDS into HVDS on 11 KV Jakinala | MAHABOOBNAGAR | 14.04.2011 | 0.12546 | Submitted vide Distribution True-up petition for 2nd control Period as Annexure-I | Submitted vide Distribution True-up petition for 2nd control Period as Annexure-I
3281 | Conv of LVDS into HVDS on 11 KV Veljal F | MAHABOOBNAGAR | 22.04.2011 | 0.045235 | Submitted vide Distribution True-up petition for 2nd control Period as Annexure-I | Submitted vide Distribution True-up petition for 2nd control Period as Annexure-I
3282 | Conv of LVDS into HVDS on 11 KV Veljal F | MAHABOOBNAGAR | 22.04.2011 | 0.12576 | Submitted vide Distribution True-up petition for 2nd control Period as Annexure-I | Submitted vide Distribution True-up petition for 2nd control Period as Annexure-I
3283 | Extension of supply to 1 no 15HP Indl Lo | MAHABOOBNAGAR | 11.05.2011 | 0.0080788 | Submitted vide Distribution True-up petition for 2nd control Period as Annexure-I | Submitted vide Distribution True-up petition for 2nd control Period as Annexure-I
3284 | E/S to 06 nos Agricultural services (3X5 | MAHABOOBNAGAR | 25.05.2011 | 0.01792 | Submitted vide Distribution True-up petition for 2nd control Period as Annexure-I | Submitted vide Distribution True-up petition for 2nd control Period as Annexure-I
3285 | E/S to 1no 3KW Non-Domestic load (Poult | MAHABOOBNAGAR | 18.02.2012 | 0.0031506 | Submitted vide Distribution True-up petition for 2nd control Period as Annexure-I | Submitted vide Distribution True-up petition for 2nd control Period as Annexure-I
3286 | E/S to 1no 10HP Indl .Load to 'M/S Sidha | MAHABOOBNAGAR | 27.05.2011 | 0.0072451 | Submitted vide Distribution True-up petition for 2nd control Period as Annexure-I | Submitted vide Distribution True-up petition for 2nd control Period as Annexure-I
3287 | Detailed Estimate for E/s to 1 No. 25 HP | MAHABOOBNAGAR | 28.04.2011 | 0.00070542 | Submitted vide Distribution True-up petition for 2nd control Period as Annexure-I | Submitted vide Distribution True-up petition for 2nd control Period as Annexure-I
3288 | E/S TO 3NO5HP AGL LOADS UNDER CAT-VA AT | MAHABOOBNAGAR | 15.03.2013 | 0.0055099 | Submitted vide Distribution True-up petition for 2nd control Period as Annexure-I | Submitted vide Distribution True-up petition for 2nd control Period as Annexure-I
3289 | E/S TO 3NO5HP AGL LOADS UNDER CAT-VA AT | MAHABOOBNAGAR | 15.03.2013 | 0.0055099 | Submitted vide Distribution True-up petition for 2nd control Period as Annexure-I | Submitted vide Distribution True-up petition for 2nd control Period as Annexure-I
3290 | Estimate proposal for erection of 1No 25 | MAHABOOBNAGAR | 15.03.2013 | 0.010702 | Submitted vide Distribution True-up petition for 2nd control Period as Annexure-I | Submitted vide Distribution True-up petition for 2nd control Period as Annexure-I
3291 | E/S to 1no 3KW to 'The Principal Govt.Ju | MAHABOOBNAGAR | 03.06.2011 | 0.0036516 | Submitted vide Distribution True-up petition for 2nd control Period as Annexure-I | Submitted vide Distribution True-up petition for 2nd control Period as Annexure-I
3292 | Erection of 1no CT Ratio of 400-200-100/ | MAHABOOBNAGAR | 08.06.2012 | 0.00086376 | Submitted vide Distribution True-up petition for 2nd control Period as Annexure-I | Submitted vide Distribution True-up petition for 2nd control Period as Annexure-I
3293 | Providing of 1no LT Trivector meter 100/ | MAHABOOBNAGAR | 08.06.2012 | 0.00070542 | Submitted vide Distribution True-up petition for 2nd control Period as Annexure-I | Submitted vide Distribution True-up petition for 2nd control Period as Annexure-I
3294 | Providing of 1no HT Trivector meter(11KV | MAHABOOBNAGAR | 08.06.2012 | 0.00046297 | Submitted vide Distribution True-up petition for 2nd control Period as Annexure-I | Submitted vide Distribution True-up petition for 2nd control Period as Annexure-I
3295 | General:-E/s to 1no Indl .service Cat-I | MAHABOOBNAGAR | 25.05.2011 | 0.030329 | Submitted vide Distribution True-up petition for 2nd control Period as Annexure-I | Submitted vide Distribution True-up petition for 2nd control Period as Annexure-I
3296 | Erection of 1X25KVA DTR for releasing of | MAHABOOBNAGAR | 30.04.2011 | 0.0088101 | Submitted vide Distribution True-up petition for 2nd control Period as Annexure-I | Submitted vide Distribution True-up petition for 2nd control Period as Annexure-I
3297 | Estimate for erection of 1No. 25 KVA DTR | MAHABOOBNAGAR | 08.06.2012 | 0.010228 | Submitted vide Distribution True-up petition for 2nd control Period as Annexure-I | Submitted vide Distribution True-up petition for 2nd control Period as Annexure-I
3298 | Erection of 1Nos 25KVA DTR for relieving | MAHABOOBNAGAR | 24.03.2012 | 0.0089371 | Submitted vide Distribution True-up petition for 2nd control Period as Annexure-I | Submitted vide Distribution True-up petition for 2nd control Period as Annexure-I
3299 | Providing of 5 Nos CI pipe earthings for | MAHABOOBNAGAR | 08.06.2012 | 0.0022974 | Submitted vide Distribution True-up petition for 2nd control Period as Annexure-I | Submitted vide Distribution True-up petition for 2nd control Period as Annexure-I
3300 | Providing of 5 Nos CI pipe earthings for | MAHABOOBNAGAR | 08.06.2012 | 0.002126 | Submitted vide Distribution True-up petition for 2nd control Period as Annexure-I | Submitted vide Distribution True-up petition for 2nd control Period as Annexure-I
3301 | Providing of 5 Nos CI pipe earthings for | MAHABOOBNAGAR | 08.06.2012 | 0.002126 | Submitted vide Distribution True-up petition for 2nd control Period as Annexure-I | Submitted vide Distribution True-up petition for 2nd control Period as Annexure-I
3302 | Providing of 5 Nos CI pipe earthings for | MAHABOOBNAGAR | 08.06.2012 | 0.002126 | Submitted vide Distribution True-up petition for 2nd control Period as Annexure-I | Submitted vide Distribution True-up petition for 2nd control Period as Annexure-I
3303 | Providing of 5 Nos CI pipe earthings for | MAHABOOBNAGAR | 08.06.2012 | 0.002126 | Submitted vide Distribution True-up petition for 2nd control Period as Annexure-I | Submitted vide Distribution True-up petition for 2nd control Period as Annexure-I
3304 | Providing of 5 Nos CI pipe earthings for | MAHABOOBNAGAR | 08.06.2012 | 0.002126 | Submitted vide Distribution True-up petition for 2nd control Period as Annexure-I | Submitted vide Distribution True-up petition for 2nd control Period as Annexure-I
3305 | Providing of 5 Nos CI pipe earthings for | MAHABOOBNAGAR | 08.06.2012 | 0.002126 | Submitted vide Distribution True-up petition for 2nd control Period as Annexure-I | Submitted vide Distribution True-up petition for 2nd control Period as Annexure-I
3306 | Providing of 5 Nos CI pipe earthings for | MAHABOOBNAGAR | 08.06.2012 | 0.002126 | Submitted vide Distribution True-up petition for 2nd control Period as Annexure-I | Submitted vide Distribution True-up petition for 2nd control Period as Annexure-I
3307 | Providing of 5 NOs CI pie earthings for | MAHABOOBNAGAR | 08.06.2012 | 0.0022638 | Submitted vide Distribution True-up petition for 2nd control Period as Annexure-I | Submitted vide Distribution True-up petition for 2nd control Period as Annexure-I
3308 | Providing of 5 NOs CI pie earthings for | MAHABOOBNAGAR | 08.06.2012 | 0.0022638 | Submitted vide Distribution True-up petition for 2nd control Period as Annexure-I | Submitted vide Distribution True-up petition for 2nd control Period as Annexure-I
3309 | Providing of 5 Nos CI pipe earthings for | MAHABOOBNAGAR | 08.06.2012 | 0.002126 | Submitted vide Distribution True-up petition for 2nd control Period as Annexure-I | Submitted vide Distribution True-up petition for 2nd control Period as Annexure-I
3310 | Providing of 5 Nos CI pipe earthings for | MAHABOOBNAGAR | 08.06.2012 | 0.0022974 | Submitted vide Distribution True-up petition for 2nd control Period as Annexure-I | Submitted vide Distribution True-up petition for 2nd control Period as Annexure-I
3311 | Providing of 5 NOs CI pie earthings for | MAHABOOBNAGAR | 08.06.2012 | 0.0022974 | Submitted vide Distribution True-up petition for 2nd control Period as Annexure-I | Submitted vide Distribution True-up petition for 2nd control Period as Annexure-I
3312 | Providing of 5 NOs CI pie earthings for | MAHABOOBNAGAR | 08.06.2012 | 0.0022974 | Submitted vide Distribution True-up petition for 2nd control Period as Annexure-I | Submitted vide Distribution True-up petition for 2nd control Period as Annexure-I
3313 | Providing of 5NOs CI pie earthings for | MAHABOOBNAGAR | 08.06.2012 | 0.0022974 | Submitted vide Distribution True-up petition for 2nd control Period as Annexure-I | Submitted vide Distribution True-up petition for 2nd control Period as Annexure-I
3314 | Providing of 5 NOs CI pie earthings for | MAHABOOBNAGAR | 08.06.2012 | 0.0022974 | Submitted vide Distribution True-up petition for 2nd control Period as Annexure-I | Submitted vide Distribution True-up petition for 2nd control Period as Annexure-I
3315 | Providing of 5NOs CI pie earthings for | MAHABOOBNAGAR | 08.06.2012 | 0.0022974 | Submitted vide Distribution True-up petition for 2nd control Period as Annexure-I | Submitted vide Distribution True-up petition for 2nd control Period as Annexure-I
3316 | Providing of 5 NOs CI pie earthings for | MAHABOOBNAGAR | 08.06.2012 | 0.0022974 | Submitted vide Distribution True-up petition for 2nd control Period as Annexure-I | Submitted vide Distribution True-up petition for 2nd control Period as Annexure-I
3317 | Estimate for erection of 2No 25 KVA DTRs | MAHABOOBNAGAR | 08.06.2012 | 0.018371 | Submitted vide Distribution True-up petition for 2nd control Period as Annexure-I | Submitted vide Distribution True-up petition for 2nd control Period as Annexure-I
3318 | Working estimate for providing of out bo | MAHABOOBNAGAR | 10.05.2011 | 0.017265 | Submitted vide Distribution True-up petition for 2nd control Period as Annexure-I | Submitted vide Distribution True-up petition for 2nd control Period as Annexure-I
3319 | 1NO 25KVA UNDER CAT-VA AT BALAKISTAPUR(V | MAHABOOBNAGAR | 25.05.2011 | 0.010813 | Submitted vide Distribution True-up petition for 2nd control Period as Annexure-I | Submitted vide Distribution True-up petition for 2nd control Period as Annexure-I
3320 | Estimate for Erection of 2no's 25 KVA Ad | MAHABOOBNAGAR | 08.06.2012 | 0.021712 | Submitted vide Distribution True-up petition for 2nd control Period as Annexure-I | Submitted vide Distribution True-up petition for 2nd control Period as Annexure-I
3321 | Estimate for Erection of 2no's 25 KVA Ad | MAHABOOBNAGAR | 08.06.2012 | 0.021287 | Submitted vide Distribution True-up petition for 2nd control Period as Annexure-I | Submitted vide Distribution True-up petition for 2nd control Period as Annexure-I
3322 | E/S to 03 HP Agricultural services each | MAHABOOBNAGAR | 02.05.2011 | 0.010301 | Submitted vide Distribution True-up petition for 2nd control Period as Annexure-I | Submitted vide Distribution True-up petition for 2nd control Period as Annexure-I
3323 | E/s for erection 25KVA DTR at Panjugulla | MAHABOOBNAGAR | 13.01.2012 | 0.011499 | Submitted vide Distribution True-up petition for 2nd control Period as Annexure-I | Submitted vide Distribution True-up petition for 2nd control Period as Annexure-I
3324 | Providing of 2 Coats Superior Quality re | MAHABOOBNAGAR | 08.06.2012 | 0.005472 | Submitted vide Distribution True-up petition for 2nd control Period as Annexure-I | Submitted vide Distribution True-up petition for 2nd control Period as Annexure-I
3325 | E/S for Erection of 1NO 25KVA DTR at sud | MAHABOOBNAGAR | 13.01.2012 | 0.014503 | Submitted vide Distribution True-up petition for 2nd control Period as Annexure-I | Submitted vide Distribution True-up petition for 2nd control Period as Annexure-I
3326 | Digging of trenches and refilling of soi | MAHABOOBNAGAR | 08.06.2012 | 0.0097833 | Submitted vide Distribution True-up petition for 2nd control Period as Annexure-I | Submitted vide Distribution True-up petition for 2nd control Period as Annexure-I
3327 | Estimate for Rectification of 33KV Kollu | MAHABOOBNAGAR | 08.06.2012 | 0.0014754 | Submitted vide Distribution True-up petition for 2nd control Period as Annexure-I | Submitted vide Distribution True-up petition for 2nd control Period as Annexure-I
3328 | Erection of 1No 25KVA Addl, DTR for givi | MAHABOOBNAGAR | 11.06.2012 | 0.00834 | Submitted vide Distribution True-up petition for 2nd control Period as Annexure-I | Submitted vide Distribution True-up petition for 2nd control Period as Annexure-I
3329 | Erection of 1No 25KVA Addl, DTR for givi | MAHABOOBNAGAR | 11.06.2012 | 0.00834 | Submitted vide Distribution True-up petition for 2nd control Period as Annexure-I | Submitted vide Distribution True-up petition for 2nd control Period as Annexure-I
3330 | Estimate proposal for Regularization | MAHABOOBNAGAR | 30.05.2011 | 0.0049808 | Submitted vide Distribution True-up petition for 2nd control Period as Annexure-I | Submitted vide Distribution True-up petition for 2nd control Period as Annexure-I
3331 | Erection of 1No. 25KVA 3-ph Addl DTR for | MAHABOOBNAGAR | 08.06.2012 | 0.017799 | Submitted vide Distribution True-up petition for 2nd control Period as Annexure-I | Submitted vide Distribution True-up petition for 2nd control Period as Annexure-I
3332 | Erection of 100 KVA 3Ph addl DTR to reli | MAHABOOBNAGAR | 08.06.2012 | 0.0053096 | Submitted vide Distribution True-up petition for 2nd control Period as Annexure-I | Submitted vide Distribution True-up petition for 2nd control Period as Annexure-I
3333 | Erection of 1 no 15 KVA 1 phase DTR to r | MAHABOOBNAGAR | 08.06.2012 | 0.0030057 | Submitted vide Distribution True-up petition for 2nd control Period as Annexure-I | Submitted vide Distribution True-up petition for 2nd control Period as Annexure-I
3334 | Re-conductoring of 11 KV IDA Kothur feed | MAHABOOBNAGAR | 08.06.2012 | 0.015459 | Submitted vide Distribution True-up petition for 2nd control Period as Annexure-I | Submitted vide Distribution True-up petition for 2nd control Period as Annexure-I
3335 | E/S to 1no 10KW Non-Domestic load to 'M/ | MAHABOOBNAGAR | 27.05.2011 | 0.0084025 | Submitted vide Distribution True-up petition for 2nd control Period as Annexure-I | Submitted vide Distribution True-up petition for 2nd control Period as Annexure-I
3336 | Providing of 4No.s Addl.Earthings with C | MAHABOOBNAGAR | 08.06.2012 | 0.0020491 | Submitted vide Distribution True-up petition for 2nd control Period as Annexure-I | Submitted vide Distribution True-up petition for 2nd control Period as Annexure-I
3337 | Providing of 4No.s Addl.Earthings with C | MAHABOOBNAGAR | 08.06.2012 | 0.0020491 | Submitted vide Distribution True-up petition for 2nd control Period as Annexure-I | Submitted vide Distribution True-up petition for 2nd control Period as Annexure-I
3338 | Providing of 4No.s Addl.Earthings with C | MAHABOOBNAGAR | 08.06.2012 | 0.0020491 | Submitted vide Distribution True-up petition for 2nd control Period as Annexure-I | Submitted vide Distribution True-up petition for 2nd control Period as Annexure-I
3339 | Providing of 4No.s Addl.Earthings with C | MAHABOOBNAGAR | 08.06.2012 | 0.0020491 | Submitted vide Distribution True-up petition for 2nd control Period as Annexure-I | Submitted vide Distribution True-up petition for 2nd control Period as Annexure-I
3340 | Providing of 4No.s Addl.Earthings with C | MAHABOOBNAGAR | 08.06.2012 | 0.0020491 | Submitted vide Distribution True-up petition for 2nd control Period as Annexure-I | Submitted vide Distribution True-up petition for 2nd control Period as Annexure-I
3341 | Providing of 4No.s Addl.Earthings with C | MAHABOOBNAGAR | 08.06.2012 | 0.0020491 | Submitted vide Distribution True-up petition for 2nd control Period as Annexure-I | Submitted vide Distribution True-up petition for 2nd control Period as Annexure-I
3342 | Providing of 4No.s Addl.Earthings with C | MAHABOOBNAGAR | 08.06.2012 | 0.0020491 | Submitted vide Distribution True-up petition for 2nd control Period as Annexure-I | Submitted vide Distribution True-up petition for 2nd control Period as Annexure-I
3343 | Providing of 4No.s Addl.Earthings with C | MAHABOOBNAGAR | 08.06.2012 | 0.0020491 | Submitted vide Distribution True-up petition for 2nd control Period as Annexure-I | Submitted vide Distribution True-up petition for 2nd control Period as Annexure-I
3344 | Erection of 1No 63KVA Addl, DTR for givi | MAHABOOBNAGAR | 11.06.2012 | 0.012509 | Submitted vide Distribution True-up petition for 2nd control Period as Annexure-I | Submitted vide Distribution True-up petition for 2nd control Period as Annexure-I
3345 | Erection of 100KVA Additional DTRs for g | MAHABOOBNAGAR | 11.06.2012 | 0.01287 | Submitted vide Distribution True-up petition for 2nd control Period as Annexure-I | Submitted vide Distribution True-up petition for 2nd control Period as Annexure-I
3346 | Estimate for Releasing of 04nos Agricult | MAHABOOBNAGAR | 02.05.2011 | 0.011699 | Submitted vide Distribution True-up petition for 2nd control Period as Annexure-I | Submitted vide Distribution True-up petition for 2nd control Period as Annexure-I
3347 | E/S TO ERECTION OF 2NOS 15KVA ADDL 1-PH | MAHABOOBNAGAR | 11.06.2012 | 0.0079259 | Submitted vide Distribution True-up petition for 2nd control Period as Annexure-I | Submitted vide Distribution True-up petition for 2nd control Period as Annexure-I
3348 | Erection of 1No 25KVA DTR for releasing | MAHABOOBNAGAR | 26.03.2012 | 0.011496 | Submitted vide Distribution True-up petition for 2nd control Period as Annexure-I | Submitted vide Distribution True-up petition for 2nd control Period as Annexure-I
3349 | Estimate for extension of supply to 1No | MAHABOOBNAGAR | 27.04.2011 | 0.012844 | Submitted vide Distribution True-up petition for 2nd control Period as Annexure-I | Submitted vide Distribution True-up petition for 2nd control Period as Annexure-I
3350 | Estimate for extension of supply to 1No | MAHABOOBNAGAR | 22.05.2011 | 0.030085 | Submitted vide Distribution True-up petition for 2nd control Period as Annexure-I | Submitted vide Distribution True-up petition for 2nd control Period as Annexure-I
3351 | Estimate for Extension of Supply to 1No | MAHABOOBNAGAR | 25.07.2011 | 0.0047628 | Submitted vide Distribution True-up petition for 2nd control Period as Annexure-I | Submitted vide Distribution True-up petition for 2nd control Period as Annexure-I
3352 | Errection of 1x25 KVADTR for releasing | MAHABOOBNAGAR | 08.12.2011 | 0.0059787 | Submitted vide Distribution True-up petition for 2nd control Period as Annexure-I | Submitted vide Distribution True-up petition for 2nd control Period as Annexure-I
3353 | Erection of 1No 25KVA DTR for releasing | MAHABOOBNAGAR | 22.03.2012 | 0.0057057 | Submitted vide Distribution True-up petition for 2nd control Period as Annexure-I | Submitted vide Distribution True-up petition for 2nd control Period as Annexure-I
3354 | estimate to erection of 1 NO 2MVAR capac | MAHABOOBNAGAR | 08.06.2012 | 0.098336 | Submitted vide Distribution True-up petition for 2nd control Period as Annexure-I | Submitted vide Distribution True-up petition for 2nd control Period as Annexure-I
3355 | E/s for erectin of 01 no 2MVAR Capacitor | MAHABOOBNAGAR | 08.06.2012 | 0.098336 | Submitted vide Distribution True-up petition for 2nd control Period as Annexure-I | Submitted vide Distribution True-up petition for 2nd control Period as Annexure-I
3356 | estimate to erection of 1 NO 2MVAR capac | MAHABOOBNAGAR | 08.06.2012 | 0.098336 | Submitted vide Distribution True-up petition for 2nd control Period as Annexure-I | Submitted vide Distribution True-up petition for 2nd control Period as Annexure-I
3357 | Estimate for Erection of 1Nos 25KVA DTR | MAHABOOBNAGAR | 15.03.2012 | 0.0084132 | Submitted vide Distribution True-up petition for 2nd control Period as Annexure-I | Submitted vide Distribution True-up petition for 2nd control Period as Annexure-I
3358 | Errection of 1X15KVA DTR for releasing o | MAHABOOBNAGAR | 21.06.2011 | 0.0029333 | Submitted vide Distribution True-up petition for 2nd control Period as Annexure-I | Submitted vide Distribution True-up petition for 2nd control Period as Annexure-I
3359 | Estimate Proposal for Extension of suppl | MAHABOOBNAGAR | 31.05.2011 | 0.0028228 | Submitted vide Distribution True-up petition for 2nd control Period as Annexure-I | Submitted vide Distribution True-up petition for 2nd control Period as Annexure-I
3360 | Estimate for reduction of load from 55KW | MAHABOOBNAGAR | 23.04.2011 | 0.00070542 | Submitted vide Distribution True-up petition for 2nd control Period as Annexure-I | Submitted vide Distribution True-up petition for 2nd control Period as Annexure-I
3361 | E/s to 1 No.5 HP Agl load to S.Shyam sun | MAHABOOBNAGAR | 31.05.2011 | 0.0012448 | Submitted vide Distribution True-up petition for 2nd control Period as Annexure-I | Submitted vide Distribution True-up petition for 2nd control Period as Annexure-I
3362 | E/S for extension of 1No.70 KVA 100 HP l | MAHABOOBNAGAR | 24.04.2011 | 0.0035867 | Submitted vide Distribution True-up petition for 2nd control Period as Annexure-I | Submitted vide Distribution True-up petition for 2nd control Period as Annexure-I
3363 | E/s to 2X25 KVA DTRs to relieve over loa | MAHABOOBNAGAR | 20.11.2012 | 0.016576 | Submitted vide Distribution True-up petition for 2nd control Period as Annexure-I | Submitted vide Distribution True-up petition for 2nd control Period as Annexure-I
3364 | E/S to 1No 15 KW Non Domestic load to T | MAHABOOBNAGAR | 25.05.2011 | 0.023433 | Submitted vide Distribution True-up petition for 2nd control Period as Annexure-I | Submitted vide Distribution True-up petition for 2nd control Period as Annexure-I
3365 | Fixing of Meter on SMC Board with access | MAHABOOBNAGAR | 08.02.2012 | 0.0121 | Submitted vide Distribution True-up petition for 2nd control Period as Annexure-I | Submitted vide Distribution True-up petition for 2nd control Period as Annexure-I
3366 | Fixing of Meter on SMC Board with access | MAHABOOBNAGAR | 09.03.2012 | 0.0121 | Submitted vide Distribution True-up petition for 2nd control Period as Annexure-I | Submitted vide Distribution True-up petition for 2nd control Period as Annexure-I
3367 | 1 No 25 KVA DTR Dhachakpally(V). | MAHABOOBNAGAR | 30.11.2011 | 0.0095162 | Submitted vide Distribution True-up petition for 2nd control Period as Annexure-I | Submitted vide Distribution True-up petition for 2nd control Period as Annexure-I
3368 | 63 KVA Addl DTR On SS-IX Malkapur | MAHABOOBNAGAR | 11.06.2012 | 0.0068416 | Submitted vide Distribution True-up petition for 2nd control Period as Annexure-I | Submitted vide Distribution True-up petition for 2nd control Period as Annexure-I
3369 | ERECTION OF 2No 25KVA ADDL DTRS ON SS-IX | MAHABOOBNAGAR | 11.06.2012 | 0.021894 | Submitted vide Distribution True-up petition for 2nd control Period as Annexure-I | Submitted vide Distribution True-up petition for 2nd control Period as Annexure-I
3370 | E/s to Proposals for Length of LT Line | MAHABOOBNAGAR | 08.06.2012 | 0.0014404 | Submitted vide Distribution True-up petition for 2nd control Period as Annexure-I | Submitted vide Distribution True-up petition for 2nd control Period as Annexure-I
3371 | Extension of Supply to 1No 5HP AGL load | MAHABOOBNAGAR | 30.04.2011 | 0.0010913 | Submitted vide Distribution True-up petition for 2nd control Period as Annexure-I | Submitted vide Distribution True-up petition for 2nd control Period as Annexure-I
3372 | Extension of supply to 1No 5HP AGL load | MAHABOOBNAGAR | 05.05.2011 | 0.0010913 | Submitted vide Distribution True-up petition for 2nd control Period as Annexure-I | Submitted vide Distribution True-up petition for 2nd control Period as Annexure-I
3373 | Extension of supply to 1No 5HP AGL load | MAHABOOBNAGAR | 07.05.2011 | 0.00099814 | Submitted vide Distribution True-up petition for 2nd control Period as Annexure-I | Submitted vide Distribution True-up petition for 2nd control Period as Annexure-I
3374 | 25 KVA DTR On SS-III Khanaipally | MAHABOOBNAGAR | 11.06.2012 | 0.013412 | Submitted vide Distribution True-up petition for 2nd control Period as Annexure-I | Submitted vide Distribution True-up petition for 2nd control Period as Annexure-I
3375 | E/s proposal for providing of SMC Boards | MAHABOOBNAGAR | 16.01.2012 | 0.036492 | Submitted vide Distribution True-up petition for 2nd control Period as Annexure-I | Submitted vide Distribution True-up petition for 2nd control Period as Annexure-I
3376 | Extension of Supply to 1No 5HP AGL load | MAHABOOBNAGAR | 30.04.2011 | 0.00038153 | Submitted vide Distribution True-up petition for 2nd control Period as Annexure-I | Submitted vide Distribution True-up petition for 2nd control Period as Annexure-I
3377 | Estimate for erection of 25KVA ADDl DTR | MAHABOOBNAGAR | 11.06.2012 | 0.0095262 | Submitted vide Distribution True-up petition for 2nd control Period as Annexure-I | Submitted vide Distribution True-up petition for 2nd control Period as Annexure-I
3378 | Estimate for erection 2NoS 11.0&9.01mts | MAHABOOBNAGAR | 08.06.2012 | 0.0012767 | Submitted vide Distribution True-up petition for 2nd control Period as Annexure-I | Submitted vide Distribution True-up petition for 2nd control Period as Annexure-I
3379 | Estimate for erection 7NoS 8.0mtr pscc I | MAHABOOBNAGAR | 08.06.2012 | 0.0033147 | Submitted vide Distribution True-up petition for 2nd control Period as Annexure-I | Submitted vide Distribution True-up petition for 2nd control Period as Annexure-I
3380 | Estimate for erection 2NoS 11.0&9.0mts I | MAHABOOBNAGAR | 08.06.2012 | 0.0012767 | Submitted vide Distribution True-up petition for 2nd control Period as Annexure-I | Submitted vide Distribution True-up petition for 2nd control Period as Annexure-I
3381 | Ext of supply to 1 No. 10KW Non-Domesti | MAHABOOBNAGAR | 25.05.2011 | 0.0020465 | Submitted vide Distribution True-up petition for 2nd control Period as Annexure-I | Submitted vide Distribution True-up petition for 2nd control Period as Annexure-I
3382 | Estimate for erection 2NoS 9.0mtr Interm | MAHABOOBNAGAR | 08.06.2012 | 0.00095442 | Submitted vide Distribution True-up petition for 2nd control Period as Annexure-I | Submitted vide Distribution True-up petition for 2nd control Period as Annexure-I
3383 | E/S for extension of 1No.20 KW Non-Domas | MAHABOOBNAGAR | 20.06.2011 | 0.0080621 | Submitted vide Distribution True-up petition for 2nd control Period as Annexure-I | Submitted vide Distribution True-up petition for 2nd control Period as Annexure-I
3384 | E/S proposal for Releasing of 1 No 5 | MAHABOOBNAGAR | 11.05.2011 | 0.0013885 | Submitted vide Distribution True-up petition for 2nd control Period as Annexure-I | Submitted vide Distribution True-up petition for 2nd control Period as Annexure-I
3385 | Estimate for Erection of 1 No. 100 KVA A | MAHABOOBNAGAR | 11.06.2012 | 0.027041 | Submitted vide Distribution True-up petition for 2nd control Period as Annexure-I | Submitted vide Distribution True-up petition for 2nd control Period as Annexure-I
3386 | E/S proposal for Releasing of 1 No 5 H | MAHABOOBNAGAR | 11.05.2011 | 0.00099709 | Submitted vide Distribution True-up petition for 2nd control Period as Annexure-I | Submitted vide Distribution True-up petition for 2nd control Period as Annexure-I
3387 | E/S proposal for Releasing of 1 No 5 H | MAHABOOBNAGAR | 11.05.2011 | 0.00098841 | Submitted vide Distribution True-up petition for 2nd control Period as Annexure-I | Submitted vide Distribution True-up petition for 2nd control Period as Annexure-I
3388 | E/S proposal for Releasing of 1 No 5 HP | MAHABOOBNAGAR | 11.05.2011 | 0.00098841 | Submitted vide Distribution True-up petition for 2nd control Period as Annexure-I | Submitted vide Distribution True-up petition for 2nd control Period as Annexure-I
3389 | E/S proposal for Releasing of 1 No 5 H | MAHABOOBNAGAR | 11.05.2011 | 0.00098841 | Submitted vide Distribution True-up petition for 2nd control Period as Annexure-I | Submitted vide Distribution True-up petition for 2nd control Period as Annexure-I
3390 | 2X25 KVA at Ibrahimnagar | MAHABOOBNAGAR | 28.12.2011 | 0.01404 | Submitted vide Distribution True-up petition for 2nd control Period as Annexure-I | Submitted vide Distribution True-up petition for 2nd control Period as Annexure-I
3391 | Extension of supply to Additional 10.0KW | MAHABOOBNAGAR | 28.04.2011 | 0.025662 | Submitted vide Distribution True-up petition for 2nd control Period as Annexure-I | Submitted vide Distribution True-up petition for 2nd control Period as Annexure-I
3392 | ERECTION OF3NO15KVA ADDL DTRS ON EXISTIN | MAHABOOBNAGAR | 11.06.2012 | 0.013459 | Submitted vide Distribution True-up petition for 2nd control Period as Annexure-I | Submitted vide Distribution True-up petition for 2nd control Period as Annexure-I
3393 | Erection of 1X25 KVA DTR at Ankilla (V)i | MAHABOOBNAGAR | 20.12.2011 | 0.013441 | Submitted vide Distribution True-up petition for 2nd control Period as Annexure-I | Submitted vide Distribution True-up petition for 2nd control Period as Annexure-I
3394 | Estimate for erection of 1 No. 25KVA DTR | MAHABOOBNAGAR | 28.12.2011 | 0.012915 | Submitted vide Distribution True-up petition for 2nd control Period as Annexure-I | Submitted vide Distribution True-up petition for 2nd control Period as Annexure-I
3395 | E/s for erectin of 02 x25 KVA DTR for re | MAHABOOBNAGAR | 20.11.2012 | 0.019762 | Submitted vide Distribution True-up petition for 2nd control Period as Annexure-I | Submitted vide Distribution True-up petition for 2nd control Period as Annexure-I
3396 | Extension of supply to 1 No.1 KW Domestu | MAHABOOBNAGAR | 14.12.2011 | 0.0012591 | Submitted vide Distribution True-up petition for 2nd control Period as Annexure-I | Submitted vide Distribution True-up petition for 2nd control Period as Annexure-I
3397 | Extension of supply to 1no 10kw non dome | MAHABOOBNAGAR | 03.05.2011 | 0.011884 | Submitted vide Distribution True-up petition for 2nd control Period as Annexure-I | Submitted vide Distribution True-up petition for 2nd control Period as Annexure-I
3398 | Estimate proposal for Erection of 8 Nos | MAHABOOBNAGAR | 08.06.2012 | 0.0021919 | Submitted vide Distribution True-up petition for 2nd control Period as Annexure-I | Submitted vide Distribution True-up petition for 2nd control Period as Annexure-I
3399 | Estimate proposal for Erection of 7 Nos | MAHABOOBNAGAR | 08.06.2012 | 0.0023558 | Submitted vide Distribution True-up petition for 2nd control Period as Annexure-I | Submitted vide Distribution True-up petition for 2nd control Period as Annexure-I
3400 | Estimate proposal for Erection of 10Nos | MAHABOOBNAGAR | 08.06.2012 | 0.00273 | Submitted vide Distribution True-up petition for 2nd control Period as Annexure-I | Submitted vide Distribution True-up petition for 2nd control Period as Annexure-I
3401 | 63 KVA DTR On SS-VI Manikonda(V). | MAHABOOBNAGAR | 11.06.2012 | 0.0034635 | Submitted vide Distribution True-up petition for 2nd control Period as Annexure-I | Submitted vide Distribution True-up petition for 2nd control Period as Annexure-I
3402 | E/s proposal for 1 No. 100KVA additional | MAHABOOBNAGAR | 25.05.2011 | 0.018264 | Submitted vide Distribution True-up petition for 2nd control Period as Annexure-I | Submitted vide Distribution True-up petition for 2nd control Period as Annexure-I
3403 | Providing of 5no's conventional AB Switc | MAHABOOBNAGAR | 08.06.2012 | 0.0033462 | Submitted vide Distribution True-up petition for 2nd control Period as Annexure-I | Submitted vide Distribution True-up petition for 2nd control Period as Annexure-I
3404 | Erection of 1no 25KVA DTR for releasing | MAHABOOBNAGAR | 02.08.2011 | 0.01392 | Submitted vide Distribution True-up petition for 2nd control Period as Annexure-I | Submitted vide Distribution True-up petition for 2nd control Period as Annexure-I
3405 | Erection of 1no.25KVA Addl.DTR to relive | MAHABOOBNAGAR | 08.06.2012 | 0.013476 | Submitted vide Distribution True-up petition for 2nd control Period as Annexure-I | Submitted vide Distribution True-up petition for 2nd control Period as Annexure-I
3406 | Erection of 1no.25KVA addl.DTR to relive | MAHABOOBNAGAR | 08.06.2012 | 0.01483 | Submitted vide Distribution True-up petition for 2nd control Period as Annexure-I | Submitted vide Distribution True-up petition for 2nd control Period as Annexure-I
3407 | Estimate for Renovation of earth mat and | MAHABOOBNAGAR | 08.06.2012 | 0.01036 | Submitted vide Distribution True-up petition for 2nd control Period as Annexure-I | Submitted vide Distribution True-up petition for 2nd control Period as Annexure-I
3408 | Providing of 10No's Addl.Earthing with | MAHABOOBNAGAR | 11.06.2012 | 0.0048312 | Submitted vide Distribution True-up petition for 2nd control Period as Annexure-I | Submitted vide Distribution True-up petition for 2nd control Period as Annexure-I
3409 | Providing of 10No's Addl.Earthing with | MAHABOOBNAGAR | 11.06.2012 | 0.0048312 | Submitted vide Distribution True-up petition for 2nd control Period as Annexure-I | Submitted vide Distribution True-up petition for 2nd control Period as Annexure-I
3410 | Providing of 10No's Addl.Earthing with | MAHABOOBNAGAR | 11.06.2012 | 0.0048312 | Submitted vide Distribution True-up petition for 2nd control Period as Annexure-I | Submitted vide Distribution True-up petition for 2nd control Period as Annexure-I
3411 | Providing of 10No's Addl.Earthing with | MAHABOOBNAGAR | 11.06.2012 | 0.0048312 | Submitted vide Distribution True-up petition for 2nd control Period as Annexure-I | Submitted vide Distribution True-up petition for 2nd control Period as Annexure-I
3412 | Providing of 10No's Addl.Earthing with | MAHABOOBNAGAR | 11.06.2012 | 0.0048312 | Submitted vide Distribution True-up petition for 2nd control Period as Annexure-I | Submitted vide Distribution True-up petition for 2nd control Period as Annexure-I
3413 | Providing of 10No's Addl.Earthing with | MAHABOOBNAGAR | 11.06.2012 | 0.0048312 | Submitted vide Distribution True-up petition for 2nd control Period as Annexure-I | Submitted vide Distribution True-up petition for 2nd control Period as Annexure-I
3414 | Erection of 1 No 25 KVA DTR To release 4 | MAHABOOBNAGAR | 04.05.2011 | 0.010133 | Submitted vide Distribution True-up petition for 2nd control Period as Annexure-I | Submitted vide Distribution True-up petition for 2nd control Period as Annexure-I
3415 | Erection of 1No 25KVA DTR for releasing | MAHABOOBNAGAR | 25.03.2012 | 0.01529 | Submitted vide Distribution True-up petition for 2nd control Period as Annexure-I | Submitted vide Distribution True-up petition for 2nd control Period as Annexure-I
3416 | Estimate for Erection of 2 no 25 KVA DTR | MAHABOOBNAGAR | 23.12.2011 | 0.023609 | Submitted vide Distribution True-up petition for 2nd control Period as Annexure-I | Submitted vide Distribution True-up petition for 2nd control Period as Annexure-I
3417 | Estimate proposals for erection of 1No 1 | MAHABOOBNAGAR | 11.06.2012 | 0.0060169 | Submitted vide Distribution True-up petition for 2nd control Period as Annexure-I | Submitted vide Distribution True-up petition for 2nd control Period as Annexure-I
3418 | Erection of 1X25KVA DTR for releasing of | MAHABOOBNAGAR | 24.01.2012 | 0.012335 | Submitted vide Distribution True-up petition for 2nd control Period as Annexure-I | Submitted vide Distribution True-up petition for 2nd control Period as Annexure-I
3419 | Estimate for Erection of 1 No. 100 KVA A | MAHABOOBNAGAR | 11.06.2012 | 0.0095423 | Submitted vide Distribution True-up petition for 2nd control Period as Annexure-I | Submitted vide Distribution True-up petition for 2nd control Period as Annexure-I
3420 | Estimate for Erection of 1 No. 100 KVA A | MAHABOOBNAGAR | 11.06.2012 | 0.014503 | Submitted vide Distribution True-up petition for 2nd control Period as Annexure-I | Submitted vide Distribution True-up petition for 2nd control Period as Annexure-I
3421 | Erection of 1Nos 25KVA DTR for relievin | MAHABOOBNAGAR | 25.03.2012 | 0.012505 | Submitted vide Distribution True-up petition for 2nd control Period as Annexure-I | Submitted vide Distribution True-up petition for 2nd control Period as Annexure-I
3422 | Estimate for Rectification of 33KV Kondu | MAHABOOBNAGAR | 08.06.2012 | 0.0097386 | Submitted vide Distribution True-up petition for 2nd control Period as Annexure-I | Submitted vide Distribution True-up petition for 2nd control Period as Annexure-I
3423 | Erection of 1No 25KVA Addl, DTR for givi | MAHABOOBNAGAR | 11.06.2012 | 0.014591 | Submitted vide Distribution True-up petition for 2nd control Period as Annexure-I | Submitted vide Distribution True-up petition for 2nd control Period as Annexure-I
3424 | Estimate for Releasing of 03nos Agricult | MAHABOOBNAGAR | 25.05.2011 | 0.010519 | Submitted vide Distribution True-up petition for 2nd control Period as Annexure-I | Submitted vide Distribution True-up petition for 2nd control Period as Annexure-I
3425 | E/S to 1 no 25 KVA DTR for 4 nos Agl lo | MAHABOOBNAGAR | 02.05.2011 | 0.01336 | Submitted vide Distribution True-up petition for 2nd control Period as Annexure-I | Submitted vide Distribution True-up petition for 2nd control Period as Annexure-I
3426 | E/s to 1 No. 6 HP Industrial load to M/s | MAHABOOBNAGAR | 24.04.2011 | 0.00014567 | Submitted vide Distribution True-up petition for 2nd control Period as Annexure-I | Submitted vide Distribution True-up petition for 2nd control Period as Annexure-I
3427 | Estimate Propaosal for Erection of 2 Nos | MAHABOOBNAGAR | 08.06.2012 | 0.0002528 | Submitted vide Distribution True-up petition for 2nd control Period as Annexure-I | Submitted vide Distribution True-up petition for 2nd control Period as Annexure-I
3428 | Estimate Propaosal for Erection of 3 Nos | MAHABOOBNAGAR | 08.06.2012 | 0.0003792 | Submitted vide Distribution True-up petition for 2nd control Period as Annexure-I | Submitted vide Distribution True-up petition for 2nd control Period as Annexure-I
3429 | Estimate Propaosal for Erection of 7 Nos | MAHABOOBNAGAR | 08.06.2012 | 0.0019997 | Submitted vide Distribution True-up petition for 2nd control Period as Annexure-I | Submitted vide Distribution True-up petition for 2nd control Period as Annexure-I
3430 | Estimate Propaosal for Erection of 3 Nos | MAHABOOBNAGAR | 08.06.2012 | 0.00037502 | Submitted vide Distribution True-up petition for 2nd control Period as Annexure-I | Submitted vide Distribution True-up petition for 2nd control Period as Annexure-I
3431 | Erection of 1no 25KVA DTR for releasing | MAHABOOBNAGAR | 26.04.2011 | 0.010686 | Submitted vide Distribution True-up petition for 2nd control Period as Annexure-I | Submitted vide Distribution True-up petition for 2nd control Period as Annexure-I
3432 | Erection of 1No 25KVA DTR for releasing | MAHABOOBNAGAR | 05.06.2011 | 0.011828 | Submitted vide Distribution True-up petition for 2nd control Period as Annexure-I | Submitted vide Distribution True-up petition for 2nd control Period as Annexure-I
3433 | Erection of 1No 25KVA DTR for releasing | MAHABOOBNAGAR | 05.06.2011 | 0.011806 | Submitted vide Distribution True-up petition for 2nd control Period as Annexure-I | Submitted vide Distribution True-up petition for 2nd control Period as Annexure-I
3434 | Erection of 1No 25KVA DTR for releasing | MAHABOOBNAGAR | 26.04.2011 | 0.010605 | Submitted vide Distribution True-up petition for 2nd control Period as Annexure-I | Submitted vide Distribution True-up petition for 2nd control Period as Annexure-I
3435 | Providing of 1.5KM LT AB Cable (2x16+25S | MAHABOOBNAGAR | 08.06.2012 | 0.0045693 | Submitted vide Distribution True-up petition for 2nd control Period as Annexure-I | Submitted vide Distribution True-up petition for 2nd control Period as Annexure-I
3436 | Erection of 1Nos 25KVA DTR for releasing | MAHABOOBNAGAR | 26.04.2011 | 0.0095295 | Submitted vide Distribution True-up petition for 2nd control Period as Annexure-I | Submitted vide Distribution True-up petition for 2nd control Period as Annexure-I
3437 | E/S to 3No each 5HP Agl load at sarangir | MAHABOOBNAGAR | 26.04.2011 | 0.0018611 | Submitted vide Distribution True-up petition for 2nd control Period as Annexure-I | Submitted vide Distribution True-up petition for 2nd control Period as Annexure-I
3438 | Estimate for erection of 2No 25 KVA DTRs | MAHABOOBNAGAR | 30.04.2011 | 0.02086 | Submitted vide Distribution True-up petition for 2nd control Period as Annexure-I | Submitted vide Distribution True-up petition for 2nd control Period as Annexure-I
3439 | Estimate proposal for Erection of 8 Nos | MAHABOOBNAGAR | 08.06.2012 | 0.002184 | Submitted vide Distribution True-up petition for 2nd control Period as Annexure-I | Submitted vide Distribution True-up petition for 2nd control Period as Annexure-I
3440 | Estimate proposal for Erection of 8 Nos | MAHABOOBNAGAR | 08.06.2012 | 0.002184 | Submitted vide Distribution True-up petition for 2nd control Period as Annexure-I | Submitted vide Distribution True-up petition for 2nd control Period as Annexure-I
3441 | Estimate proposal for Erection of 8 Nos | MAHABOOBNAGAR | 08.06.2012 | 0.002184 | Submitted vide Distribution True-up petition for 2nd control Period as Annexure-I | Submitted vide Distribution True-up petition for 2nd control Period as Annexure-I
3442 | Estimate proposal for Erection of 8 Nos | MAHABOOBNAGAR | 08.06.2012 | 0.0024414 | Submitted vide Distribution True-up petition for 2nd control Period as Annexure-I | Submitted vide Distribution True-up petition for 2nd control Period as Annexure-I
3443 | Estimate proposal for Erection of 8 Nos | MAHABOOBNAGAR | 08.06.2012 | 0.002184 | Submitted vide Distribution True-up petition for 2nd control Period as Annexure-I | Submitted vide Distribution True-up petition for 2nd control Period as Annexure-I
3444 | Estimate proposal for Erection of 7Nos | MAHABOOBNAGAR | 08.06.2012 | 0.0023086 | Submitted vide Distribution True-up petition for 2nd control Period as Annexure-I | Submitted vide Distribution True-up petition for 2nd control Period as Annexure-I
3445 | Estimate proposal for Erection of 10 Nos | MAHABOOBNAGAR | 08.06.2012 | 0.00273 | Submitted vide Distribution True-up petition for 2nd control Period as Annexure-I | Submitted vide Distribution True-up petition for 2nd control Period as Annexure-I
3446 | Estimate proposal for Erection of 8 Nos | MAHABOOBNAGAR | 08.06.2012 | 0.0019939 | Submitted vide Distribution True-up petition for 2nd control Period as Annexure-I | Submitted vide Distribution True-up petition for 2nd control Period as Annexure-I
3447 | Estimate proposal for Erection of 8 Nos | MAHABOOBNAGAR | 08.06.2012 | 0.002184 | Submitted vide Distribution True-up petition for 2nd control Period as Annexure-I | Submitted vide Distribution True-up petition for 2nd control Period as Annexure-I
3448 | Estimate proposal for Erection of 9 Nos | MAHABOOBNAGAR | 08.06.2012 | 0.0024411 | Submitted vide Distribution True-up petition for 2nd control Period as Annexure-I | Submitted vide Distribution True-up petition for 2nd control Period as Annexure-I
3449 | Estimate proposal for Erection of 9 Nos | MAHABOOBNAGAR | 08.06.2012 | 0.0024411 | Submitted vide Distribution True-up petition for 2nd control Period as Annexure-I | Submitted vide Distribution True-up petition for 2nd control Period as Annexure-I
3450 | Estimate proposal for Erection of 9Nos | MAHABOOBNAGAR | 08.06.2012 | 0.002457 | Submitted vide Distribution True-up petition for 2nd control Period as Annexure-I | Submitted vide Distribution True-up petition for 2nd control Period as Annexure-I
3451 | Estimate proposal for Erection of 8 Nos | MAHABOOBNAGAR | 08.06.2012 | 0.002184 | Submitted vide Distribution True-up petition for 2nd control Period as Annexure-I | Submitted vide Distribution True-up petition for 2nd control Period as Annexure-I
3452 | Estimate proposal for Erection of 9 Nos | MAHABOOBNAGAR | 08.06.2012 | 0.002457 | Submitted vide Distribution True-up petition for 2nd control Period as Annexure-I | Submitted vide Distribution True-up petition for 2nd control Period as Annexure-I
3453 | Estimate proposal for Erection of 8 Nos | MAHABOOBNAGAR | 08.06.2012 | 0.0024414 | Submitted vide Distribution True-up petition for 2nd control Period as Annexure-I | Submitted vide Distribution True-up petition for 2nd control Period as Annexure-I
3454 | Estimate proposal for Erection of 8 Nos | MAHABOOBNAGAR | 08.06.2012 | 0.002184 | Submitted vide Distribution True-up petition for 2nd control Period as Annexure-I | Submitted vide Distribution True-up petition for 2nd control Period as Annexure-I
3455 | Estimate proposal for Erection of 7 Nos | MAHABOOBNAGAR | 08.06.2012 | 0.0023598 | Submitted vide Distribution True-up petition for 2nd control Period as Annexure-I | Submitted vide Distribution True-up petition for 2nd control Period as Annexure-I
3456 | stimate proposal for Erection of 9 Nos | MAHABOOBNAGAR | 08.06.2012 | 0.002374 | Submitted vide Distribution True-up petition for 2nd control Period as Annexure-I | Submitted vide Distribution True-up petition for 2nd control Period as Annexure-I
3457 | Estimate proposal for Erection of 10 Nos | MAHABOOBNAGAR | 08.06.2012 | 0.0027023 | Submitted vide Distribution True-up petition for 2nd control Period as Annexure-I | Submitted vide Distribution True-up petition for 2nd control Period as Annexure-I
3458 | Estimate proposal for Erection of 10 Nos | MAHABOOBNAGAR | 08.06.2012 | 0.0028771 | Submitted vide Distribution True-up petition for 2nd control Period as Annexure-I | Submitted vide Distribution True-up petition for 2nd control Period as Annexure-I
3459 | Estimate for providing of 440 V AC Panel | MAHABOOBNAGAR | 08.06.2012 | 0.028973 | Submitted vide Distribution True-up petition for 2nd control Period as Annexure-I | Submitted vide Distribution True-up petition for 2nd control Period as Annexure-I
3460 | ERECTION OF 1NO 2MVAR CAPACITOR BANK AT | MAHABOOBNAGAR | 08.06.2012 | 0.098512 | Submitted vide Distribution True-up petition for 2nd control Period as Annexure-I | Submitted vide Distribution True-up petition for 2nd control Period as Annexure-I
3461 | Estimate to 1 No. 25 KVA Addl DTR for ov | MAHABOOBNAGAR | 08.06.2012 | 0.0082731 | Submitted vide Distribution True-up petition for 2nd control Period as Annexure-I | Submitted vide Distribution True-up petition for 2nd control Period as Annexure-I
3462 | 25 KVA Addl. DTR on SS II at Dhachakpal | MAHABOOBNAGAR | 11.06.2012 | 0.011991 | Submitted vide Distribution True-up petition for 2nd control Period as Annexure-I | Submitted vide Distribution True-up petition for 2nd control Period as Annexure-I
3463 | Estimate for Extension of Supply to 1No | MAHABOOBNAGAR | 02.05.2011 | 0.0043224 | Submitted vide Distribution True-up petition for 2nd control Period as Annexure-I | Submitted vide Distribution True-up petition for 2nd control Period as Annexure-I
3464 | Estimate for extension of supply to 1No | MAHABOOBNAGAR | 05.05.2011 | 0.0045727 | Submitted vide Distribution True-up petition for 2nd control Period as Annexure-I | Submitted vide Distribution True-up petition for 2nd control Period as Annexure-I
3465 | 2X25 KVA Addl DTRs on SS-IX at Hanwada(M | MAHABOOBNAGAR | 11.06.2012 | 0.021146 | Submitted vide Distribution True-up petition for 2nd control Period as Annexure-I | Submitted vide Distribution True-up petition for 2nd control Period as Annexure-I
3466 | Estimate for Extension of Supply to 1KW | MAHABOOBNAGAR | 20.04.2011 | 9.4769e-05 | Submitted vide Distribution True-up petition for 2nd control Period as Annexure-I | Submitted vide Distribution True-up petition for 2nd control Period as Annexure-I
3467 | The proposal Envisages for 1X25KVA DTR f | MAHABOOBNAGAR | 14.07.2011 | 0.014314 | Submitted vide Distribution True-up petition for 2nd control Period as Annexure-I | Submitted vide Distribution True-up petition for 2nd control Period as Annexure-I
3468 | Estimate Propaosal for Erection of 6 Nos | MAHABOOBNAGAR | 08.06.2012 | 0.00083835 | Submitted vide Distribution True-up petition for 2nd control Period as Annexure-I | Submitted vide Distribution True-up petition for 2nd control Period as Annexure-I
3469 | Estimate Propaosal for Erection of 5 Nos | MAHABOOBNAGAR | 08.06.2012 | 0.0014458 | Submitted vide Distribution True-up petition for 2nd control Period as Annexure-I | Submitted vide Distribution True-up petition for 2nd control Period as Annexure-I
3470 | Estimate Propaosal for Erection of 5 Nos | MAHABOOBNAGAR | 08.06.2012 | 0.00061449 | Submitted vide Distribution True-up petition for 2nd control Period as Annexure-I | Submitted vide Distribution True-up petition for 2nd control Period as Annexure-I
3471 | Estimate Propaosal for Erection of 4 Nos | MAHABOOBNAGAR | 08.06.2012 | 0.00053225 | Submitted vide Distribution True-up petition for 2nd control Period as Annexure-I | Submitted vide Distribution True-up petition for 2nd control Period as Annexure-I
3472 | estimate to erection of 1 NO 2MVAR capac | MAHABOOBNAGAR | 20.11.2012 | 0.097714 | Submitted vide Distribution True-up petition for 2nd control Period as Annexure-I | Submitted vide Distribution True-up petition for 2nd control Period as Annexure-I
3473 | E/S to 1No 10KW Non Domestic load to exi | MAHABOOBNAGAR | 08.06.2011 | 0.00070542 | Submitted vide Distribution True-up petition for 2nd control Period as Annexure-I | Submitted vide Distribution True-up petition for 2nd control Period as Annexure-I
3474 | E/S to 1No 10KW Addl, load to existing 1 | MAHABOOBNAGAR | 10.06.2011 | 0.00070542 | Submitted vide Distribution True-up petition for 2nd control Period as Annexure-I | Submitted vide Distribution True-up petition for 2nd control Period as Annexure-I
3475 | Erection of 4 NOs AGL Services ( 4 X 5 H | MAHABOOBNAGAR | 10.01.2012 | 0.011673 | Submitted vide Distribution True-up petition for 2nd control Period as Annexure-I | Submitted vide Distribution True-up petition for 2nd control Period as Annexure-I
3476 | E/S proposal for Releasing of 1 No 5 HP | MAHABOOBNAGAR | 03.06.2011 | 0.0012521 | Submitted vide Distribution True-up petition for 2nd control Period as Annexure-I | Submitted vide Distribution True-up petition for 2nd control Period as Annexure-I
3477 | E/S proposal for Releasing of 1 No 5 HP | MAHABOOBNAGAR | 03.06.2011 | 0.0012728 | Submitted vide Distribution True-up petition for 2nd control Period as Annexure-I | Submitted vide Distribution True-up petition for 2nd control Period as Annexure-I
3478 | E/S proposal for Releasing of 1 No 5 HP | MAHABOOBNAGAR | 03.06.2011 | 0.001274 | Submitted vide Distribution True-up petition for 2nd control Period as Annexure-I | Submitted vide Distribution True-up petition for 2nd control Period as Annexure-I
3479 | E/S proposal for Releasing of 1 No 5 HP | MAHABOOBNAGAR | 03.06.2011 | 0.0013288 | Submitted vide Distribution True-up petition for 2nd control Period as Annexure-I | Submitted vide Distribution True-up petition for 2nd control Period as Annexure-I
3480 | E/S proposal for Releasing of 2 No each | MAHABOOBNAGAR | 03.06.2011 | 0.0027187 | Submitted vide Distribution True-up petition for 2nd control Period as Annexure-I | Submitted vide Distribution True-up petition for 2nd control Period as Annexure-I
3481 | E/S proposal for Releasing of 1 No 5 HP | MAHABOOBNAGAR | 03.06.2011 | 0.0013561 | Submitted vide Distribution True-up petition for 2nd control Period as Annexure-I | Submitted vide Distribution True-up petition for 2nd control Period as Annexure-I
3482 | E/S proposal for Releasing of 1 No 5 HP | MAHABOOBNAGAR | 03.06.2011 | 0.0013561 | Submitted vide Distribution True-up petition for 2nd control Period as Annexure-I | Submitted vide Distribution True-up petition for 2nd control Period as Annexure-I
3483 | E/S proposal for Releasing of 1 No 5 HP | MAHABOOBNAGAR | 03.06.2011 | 0.0013561 | Submitted vide Distribution True-up petition for 2nd control Period as Annexure-I | Submitted vide Distribution True-up petition for 2nd control Period as Annexure-I
3484 | E/s proposal for extention of supply to | MAHABOOBNAGAR | 24.04.2011 | 0.00014567 | Submitted vide Distribution True-up petition for 2nd control Period as Annexure-I | Submitted vide Distribution True-up petition for 2nd control Period as Annexure-I
3485 | 25 KVA Addl. DTRs Kothacheruvu Tanda on | MAHABOOBNAGAR | 11.06.2012 | 0.017227 | Submitted vide Distribution True-up petition for 2nd control Period as Annexure-I | Submitted vide Distribution True-up petition for 2nd control Period as Annexure-I
3486 | Replacement of 1 No. LT Trivector Meter | MAHABOOBNAGAR | 08.06.2012 | 0.00070486 | Submitted vide Distribution True-up petition for 2nd control Period as Annexure-I | Submitted vide Distribution True-up petition for 2nd control Period as Annexure-I
3487 | Report to Accompany the Estimate | MAHABOOBNAGAR | 20.04.2011 | 0.0016929 | Submitted vide Distribution True-up petition for 2nd control Period as Annexure-I | Submitted vide Distribution True-up petition for 2nd control Period as Annexure-I
3488 | Report to Accompany the Est | MAHABOOBNAGAR | 20.04.2011 | 0.0016929 | Submitted vide Distribution True-up petition for 2nd control Period as Annexure-I | Submitted vide Distribution True-up petition for 2nd control Period as Annexure-I
3489 | Report to Accompany the | MAHABOOBNAGAR | 20.04.2011 | 0.0016929 | Submitted vide Distribution True-up petition for 2nd control Period as Annexure-I | Submitted vide Distribution True-up petition for 2nd control Period as Annexure-I
3490 | Report to Accompany the | MAHABOOBNAGAR | 20.04.2011 | 0.0016929 | Submitted vide Distribution True-up petition for 2nd control Period as Annexure-I | Submitted vide Distribution True-up petition for 2nd control Period as Annexure-I
3491 | Report to Accompany t | MAHABOOBNAGAR | 20.04.2011 | 0.0016511 | Submitted vide Distribution True-up petition for 2nd control Period as Annexure-I | Submitted vide Distribution True-up petition for 2nd control Period as Annexure-I
3492 | Report to Accompany the | MAHABOOBNAGAR | 20.04.2011 | 0.0016511 | Submitted vide Distribution True-up petition for 2nd control Period as Annexure-I | Submitted vide Distribution True-up petition for 2nd control Period as Annexure-I
3493 | Report to Accompany the Es | MAHABOOBNAGAR | 20.04.2011 | 0.0016562 | Submitted vide Distribution True-up petition for 2nd control Period as Annexure-I | Submitted vide Distribution True-up petition for 2nd control Period as Annexure-I
3494 | Report to Accompany the Es | MAHABOOBNAGAR | 20.04.2011 | 0.0016562 | Submitted vide Distribution True-up petition for 2nd control Period as Annexure-I | Submitted vide Distribution True-up petition for 2nd control Period as Annexure-I
3495 | GENERAL ;-Releasing of 2no's(2X5=10HP)Ag | MAHABOOBNAGAR | 23.07.2011 | 0.0024481 | Submitted vide Distribution True-up petition for 2nd control Period as Annexure-I | Submitted vide Distribution True-up petition for 2nd control Period as Annexure-I
3496 | GENERAL ;-Releasing of 2no's(2X5=10HP)Ag | MAHABOOBNAGAR | 23.04.2011 | 0.0024135 | Submitted vide Distribution True-up petition for 2nd control Period as Annexure-I | Submitted vide Distribution True-up petition for 2nd control Period as Annexure-I
3497 | GENERAL ;-Releasing of 2no's(2X5=10HP)Ag | MAHABOOBNAGAR | 24.04.2011 | 0.0024135 | Submitted vide Distribution True-up petition for 2nd control Period as Annexure-I | Submitted vide Distribution True-up petition for 2nd control Period as Annexure-I
3498 | GENERAL ;-Releasing of 1 no 5HP Agl load | MAHABOOBNAGAR | 24.04.2011 | 0.0012684 | Submitted vide Distribution True-up petition for 2nd control Period as Annexure-I | Submitted vide Distribution True-up petition for 2nd control Period as Annexure-I
3499 | GENERAL ;-Releasing of 1 no 5HP Agl load | MAHABOOBNAGAR | 23.04.2011 | 0.0012067 | Submitted vide Distribution True-up petition for 2nd control Period as Annexure-I | Submitted vide Distribution True-up petition for 2nd control Period as Annexure-I
3500 | Releasing of 1no 5HP Agl load to Sri G. | MAHABOOBNAGAR | 27.06.2011 | 0.0015933 | Submitted vide Distribution True-up petition for 2nd control Period as Annexure-I | Submitted vide Distribution True-up petition for 2nd control Period as Annexure-I
3501 | Releasing of 1no 5HP Agl load to Sri Sud | MAHABOOBNAGAR | 25.06.2011 | 0.0015933 | Submitted vide Distribution True-up petition for 2nd control Period as Annexure-I | Submitted vide Distribution True-up petition for 2nd control Period as Annexure-I
3502 | Releasing of 1no 5HP Agl load to Smt. K. | MAHABOOBNAGAR | 27.06.2011 | 0.0015933 | Submitted vide Distribution True-up petition for 2nd control Period as Annexure-I | Submitted vide Distribution True-up petition for 2nd control Period as Annexure-I
3503 | Erection of 1no 15KVA Addl. DTR on exist | MAHABOOBNAGAR | 08.06.2012 | 0.0024859 | Submitted vide Distribution True-up petition for 2nd control Period as Annexure-I | Submitted vide Distribution True-up petition for 2nd control Period as Annexure-I
3504 | Erection of 1no 15KVA Addl. DTR on exist | MAHABOOBNAGAR | 08.06.2012 | 0.0024859 | Submitted vide Distribution True-up petition for 2nd control Period as Annexure-I | Submitted vide Distribution True-up petition for 2nd control Period as Annexure-I
3505 | Erection of 1no 15KVA Addl. DTR under SS | MAHABOOBNAGAR | 08.06.2012 | 0.0024859 | Submitted vide Distribution True-up petition for 2nd control Period as Annexure-I | Submitted vide Distribution True-up petition for 2nd control Period as Annexure-I
3506 | Erection of 1no 15KVA Addl. DTR under SS | MAHABOOBNAGAR | 08.06.2012 | 0.0024859 | Submitted vide Distribution True-up petition for 2nd control Period as Annexure-I | Submitted vide Distribution True-up petition for 2nd control Period as Annexure-I
3507 | Erection of 1no 15KVA Addl. DTR under SS | MAHABOOBNAGAR | 08.06.2012 | 0.0024859 | Submitted vide Distribution True-up petition for 2nd control Period as Annexure-I | Submitted vide Distribution True-up petition for 2nd control Period as Annexure-I
3508 | Erection of 1no 15KVA Addl. DTR under SS | MAHABOOBNAGAR | 08.06.2012 | 0.0024859 | Submitted vide Distribution True-up petition for 2nd control Period as Annexure-I | Submitted vide Distribution True-up petition for 2nd control Period as Annexure-I
3509 | Erection of 2no's 15KVA Addl. DTR's on e | MAHABOOBNAGAR | 08.06.2012 | 0.0049717 | Submitted vide Distribution True-up petition for 2nd control Period as Annexure-I | Submitted vide Distribution True-up petition for 2nd control Period as Annexure-I
3510 | Erection of 3no's 15KVA Addl. DTR's on e | MAHABOOBNAGAR | 08.06.2012 | 0.0074576 | Submitted vide Distribution True-up petition for 2nd control Period as Annexure-I | Submitted vide Distribution True-up petition for 2nd control Period as Annexure-I
3511 | Erection of 1no 15KVA Addl. DTR under SS | MAHABOOBNAGAR | 08.06.2012 | 0.0024859 | Submitted vide Distribution True-up petition for 2nd control Period as Annexure-I | Submitted vide Distribution True-up petition for 2nd control Period as Annexure-I
3512 | Erection of 1no 15KVA S-Q Addl. DTR unde | MAHABOOBNAGAR | 08.06.2012 | 0.0058154 | Submitted vide Distribution True-up petition for 2nd control Period as Annexure-I | Submitted vide Distribution True-up petition for 2nd control Period as Annexure-I
3513 | Erection of 2no 15KVA Addl. DTR's on exi | MAHABOOBNAGAR | 08.06.2012 | 0.0051127 | Submitted vide Distribution True-up petition for 2nd control Period as Annexure-I | Submitted vide Distribution True-up petition for 2nd control Period as Annexure-I
3514 | Erection of 1no 3X15KVA Addl. DTR's on e | MAHABOOBNAGAR | 08.06.2012 | 0.007669 | Submitted vide Distribution True-up petition for 2nd control Period as Annexure-I | Submitted vide Distribution True-up petition for 2nd control Period as Annexure-I
3515 | Erection of 1no 15KVA Addl. DTR' on exis | MAHABOOBNAGAR | 08.06.2012 | 0.0025563 | Submitted vide Distribution True-up petition for 2nd control Period as Annexure-I | Submitted vide Distribution True-up petition for 2nd control Period as Annexure-I
3516 | Erection of 1no 15KVA Addl. DTR on exist | MAHABOOBNAGAR | 08.06.2012 | 0.0024859 | Submitted vide Distribution True-up petition for 2nd control Period as Annexure-I | Submitted vide Distribution True-up petition for 2nd control Period as Annexure-I
3517 | Estimate for providing of 08nos 400Amps | MAHABOOBNAGAR | 08.06.2012 | 0.0053539 | Submitted vide Distribution True-up petition for 2nd control Period as Annexure-I | Submitted vide Distribution True-up petition for 2nd control Period as Annexure-I
3518 | Estimate for erection of 1.0KM 11KV | MAHABOOBNAGAR | 08.06.2012 | 0.013028 | Submitted vide Distribution True-up petition for 2nd control Period as Annexure-I | Submitted vide Distribution True-up petition for 2nd control Period as Annexure-I
3519 | Erection of 1 No 25 KVA DTR for releasin | MAHABOOBNAGAR | 25.05.2011 | 0.0083542 | Submitted vide Distribution True-up petition for 2nd control Period as Annexure-I | Submitted vide Distribution True-up petition for 2nd control Period as Annexure-I
3520 | Conv of LVDS into HVDS on 11 KV Veldanda | MAHABOOBNAGAR | 21.04.2011 | 0.074545 | Submitted vide Distribution True-up petition for 2nd control Period as Annexure-I | Submitted vide Distribution True-up petition for 2nd control Period as Annexure-I
3521 | E/S for erection of 2X15 KVA S-phase Add | MAHABOOBNAGAR | 11.06.2012 | 0.011151 | Submitted vide Distribution True-up petition for 2nd control Period as Annexure-I | Submitted vide Distribution True-up petition for 2nd control Period as Annexure-I
3522 | E/S to erection of 2 Nos.15 KVA S-Phase | MAHABOOBNAGAR | 11.06.2012 | 0.01283 | Submitted vide Distribution True-up petition for 2nd control Period as Annexure-I | Submitted vide Distribution True-up petition for 2nd control Period as Annexure-I
3523 | Conv of LVDS into HVDS on 11 KV Veldanda | MAHABOOBNAGAR | 22.04.2011 | 0.083918 | Submitted vide Distribution True-up petition for 2nd control Period as Annexure-I | Submitted vide Distribution True-up petition for 2nd control Period as Annexure-I
3524 | Estimate to erection of 1 No. 2.0 MVAR c | MAHABOOBNAGAR | 08.06.2012 | 0.097009 | Submitted vide Distribution True-up petition for 2nd control Period as Annexure-I | Submitted vide Distribution True-up petition for 2nd control Period as Annexure-I
3525 | Conv of LVDS into HVDS on 11 KV Veldanda | MAHABOOBNAGAR | 22.04.2011 | 0.080007 | Submitted vide Distribution True-up petition for 2nd control Period as Annexure-I | Submitted vide Distribution True-up petition for 2nd control Period as Annexure-I
3526 | Conv of LVDS into HVDS on 11 KV Veldanda | MAHABOOBNAGAR | 22.04.2011 | 0.17892 | Submitted vide Distribution True-up petition for 2nd control Period as Annexure-I | Submitted vide Distribution True-up petition for 2nd control Period as Annexure-I
3527 | Conv of LVDS into HVDS on 11 KV D.C.Pall | MAHABOOBNAGAR | 22.04.2011 | 0.16914 | Submitted vide Distribution True-up petition for 2nd control Period as Annexure-I | Submitted vide Distribution True-up petition for 2nd control Period as Annexure-I
3528 | Conv of LVDS into HVDS on 11 KV D.C.Pall | MAHABOOBNAGAR | 22.04.2011 | 0.13441 | Submitted vide Distribution True-up petition for 2nd control Period as Annexure-I | Submitted vide Distribution True-up petition for 2nd control Period as Annexure-I
3529 | Conv of LVDS into HVDS on 11 KV D.C.Pall | MAHABOOBNAGAR | 22.04.2011 | 0.06119 | Submitted vide Distribution True-up petition for 2nd control Period as Annexure-I | Submitted vide Distribution True-up petition for 2nd control Period as Annexure-I
3530 | Conv of LVDS into HVDS on 11 KV Kondared | MAHABOOBNAGAR | 22.04.2011 | 0.079982 | Submitted vide Distribution True-up petition for 2nd control Period as Annexure-I | Submitted vide Distribution True-up petition for 2nd control Period as Annexure-I
3531 | Conv of LVDS into HVDS on 11 KV Kondared | MAHABOOBNAGAR | 22.04.2011 | 0.15585 | Submitted vide Distribution True-up petition for 2nd control Period as Annexure-I | Submitted vide Distribution True-up petition for 2nd control Period as Annexure-I
3532 | Conv of LVDS into HVDS on 11 KV Kondared | MAHABOOBNAGAR | 19.04.2011 | 0.053184 | Submitted vide Distribution True-up petition for 2nd control Period as Annexure-I | Submitted vide Distribution True-up petition for 2nd control Period as Annexure-I
3533 | Conv of LVDS into HVDS on 11 KV Kondared | MAHABOOBNAGAR | 22.04.2011 | 0.053396 | Submitted vide Distribution True-up petition for 2nd control Period as Annexure-I | Submitted vide Distribution True-up petition for 2nd control Period as Annexure-I
3534 | Conv of LVDS into HVDS on 11 KV Veljal F | MAHABOOBNAGAR | 19.04.2011 | 0.11941 | Submitted vide Distribution True-up petition for 2nd control Period as Annexure-I | Submitted vide Distribution True-up petition for 2nd control Period as Annexure-I
3535 | Conv of LVDS into HVDS on 11 KV Veljal F | MAHABOOBNAGAR | 20.04.2011 | 0.029289 | Submitted vide Distribution True-up petition for 2nd control Period as Annexure-I | Submitted vide Distribution True-up petition for 2nd control Period as Annexure-I
3536 | Conv of LVDS into HVDS on 11 KV Mysigand | MAHABOOBNAGAR | 28.04.2011 | 0.087474 | Submitted vide Distribution True-up petition for 2nd control Period as Annexure-I | Submitted vide Distribution True-up petition for 2nd control Period as Annexure-I
3537 | Conv of LVDS into HVDS on 11 KV Mysigand | MAHABOOBNAGAR | 28.04.2011 | 0.15274 | Submitted vide Distribution True-up petition for 2nd control Period as Annexure-I | Submitted vide Distribution True-up petition for 2nd control Period as Annexure-I
3538 | Conv of LVDS into HVDS on 11 KV Kurmidda | MAHABOOBNAGAR | 21.04.2011 | 0.11581 | Submitted vide Distribution True-up petition for 2nd control Period as Annexure-I | Submitted vide Distribution True-up petition for 2nd control Period as Annexure-I
3539 | Conv of LVDS into HVDS on 11 KV Kurmidda | MAHABOOBNAGAR | 21.04.2011 | 0.13719 | Submitted vide Distribution True-up petition for 2nd control Period as Annexure-I | Submitted vide Distribution True-up petition for 2nd control Period as Annexure-I
3540 | Conv of LVDS into HVDS on 11 KV Jakinala | MAHABOOBNAGAR | 20.04.2011 | 0.055887 | Submitted vide Distribution True-up petition for 2nd control Period as Annexure-I | Submitted vide Distribution True-up petition for 2nd control Period as Annexure-I
3541 | Conv of LVDS into HVDS on 11 KV Jakinala | MAHABOOBNAGAR | 21.05.2011 | 0.05657 | Submitted vide Distribution True-up petition for 2nd control Period as Annexure-I | Submitted vide Distribution True-up petition for 2nd control Period as Annexure-I
3542 | Conv of LVDS into HVDS on 11 KV Midjil F | MAHABOOBNAGAR | 20.04.2011 | 0.070388 | Submitted vide Distribution True-up petition for 2nd control Period as Annexure-I | Submitted vide Distribution True-up petition for 2nd control Period as Annexure-I
3543 | Estimate for Erection of 1 No. 25 KVA Ad | MAHABOOBNAGAR | 11.06.2012 | 0.012369 | Submitted vide Distribution True-up petition for 2nd control Period as Annexure-I | Submitted vide Distribution True-up petition for 2nd control Period as Annexure-I
3544 | Conv of LVDS into HVDS on 11 KV Midjil F | MAHABOOBNAGAR | 20.04.2011 | 0.046146 | Submitted vide Distribution True-up petition for 2nd control Period as Annexure-I | Submitted vide Distribution True-up petition for 2nd control Period as Annexure-I
3545 | Conv of LVDS into HVDS on 11 KV Midjil F | MAHABOOBNAGAR | 20.04.2011 | 0.081203 | Submitted vide Distribution True-up petition for 2nd control Period as Annexure-I | Submitted vide Distribution True-up petition for 2nd control Period as Annexure-I
3546 | Conv of LVDS into HVDS on 11 KV Boinapal | MAHABOOBNAGAR | 20.04.2011 | 0.095118 | Submitted vide Distribution True-up petition for 2nd control Period as Annexure-I | Submitted vide Distribution True-up petition for 2nd control Period as Annexure-I
3547 | Conv of LVDS into HVDS on 11 KV Kotra Fe | MAHABOOBNAGAR | 20.04.2011 | 0.1421 | Submitted vide Distribution True-up petition for 2nd control Period as Annexure-I | Submitted vide Distribution True-up petition for 2nd control Period as Annexure-I
3548 | Conv of LVDS into HVDS on 11 KV Marchala | MAHABOOBNAGAR | 28.04.2011 | 0.060124 | Submitted vide Distribution True-up petition for 2nd control Period as Annexure-I | Submitted vide Distribution True-up petition for 2nd control Period as Annexure-I
3549 | Conv of LVDS into HVDS on 11 KV Kurmidda | MAHABOOBNAGAR | 21.04.2011 | 0.13952 | Submitted vide Distribution True-up petition for 2nd control Period as Annexure-I | Submitted vide Distribution True-up petition for 2nd control Period as Annexure-I
3550 | Conv of LVDS into HVDS on 11 KV D.C.Pall | MAHABOOBNAGAR | 19.04.2011 | 0.14613 | Submitted vide Distribution True-up petition for 2nd control Period as Annexure-I | Submitted vide Distribution True-up petition for 2nd control Period as Annexure-I
3551 | Conv of LVDS into HVDS on 11 KV Marchala | MAHABOOBNAGAR | 22.04.2011 | 0.072564 | Submitted vide Distribution True-up petition for 2nd control Period as Annexure-I | Submitted vide Distribution True-up petition for 2nd control Period as Annexure-I
3552 | Conv of LVDS into HVDS on 11 KV Pothepal | MAHABOOBNAGAR | 19.04.2011 | 0.093763 | Submitted vide Distribution True-up petition for 2nd control Period as Annexure-I | Submitted vide Distribution True-up petition for 2nd control Period as Annexure-I
3553 | Conv of LVDS into HVDS on 11 KV Marchala | MAHABOOBNAGAR | 17.05.2011 | 0.10796 | Submitted vide Distribution True-up petition for 2nd control Period as Annexure-I | Submitted vide Distribution True-up petition for 2nd control Period as Annexure-I
3554 | Conv of LVDS into HVDS on 11 KV Boinapal | MAHABOOBNAGAR | 20.04.2011 | 0.060104 | Submitted vide Distribution True-up petition for 2nd control Period as Annexure-I | Submitted vide Distribution True-up petition for 2nd control Period as Annexure-I
3555 | Conv of LVDS into HVDS on 11 KV Jakinala | MAHABOOBNAGAR | 30.04.2011 | 0.14515 | Submitted vide Distribution True-up petition for 2nd control Period as Annexure-I | Submitted vide Distribution True-up petition for 2nd control Period as Annexure-I
3556 | E/s proposal for extension of supply to | MAHABOOBNAGAR | 25.04.2011 | 0.00070542 | Submitted vide Distribution True-up petition for 2nd control Period as Annexure-I | Submitted vide Distribution True-up petition for 2nd control Period as Annexure-I
3557 | E/S to Extension of supply to 1no KW | MAHABOOBNAGAR | 24.04.2011 | 0.0026532 | Submitted vide Distribution True-up petition for 2nd control Period as Annexure-I | Submitted vide Distribution True-up petition for 2nd control Period as Annexure-I
3558 | E/s for providing of CI pipe earthings f | MAHABOOBNAGAR | 08.06.2012 | 0.0022699 | Submitted vide Distribution True-up petition for 2nd control Period as Annexure-I | Submitted vide Distribution True-up petition for 2nd control Period as Annexure-I
3559 | E/s for providing of CI pipe earthings f | MAHABOOBNAGAR | 08.06.2012 | 0.0022699 | Submitted vide Distribution True-up petition for 2nd control Period as Annexure-I | Submitted vide Distribution True-up petition for 2nd control Period as Annexure-I
3560 | E/s for providing of CI pipe earthings | MAHABOOBNAGAR | 08.06.2012 | 0.0022699 | Submitted vide Distribution True-up petition for 2nd control Period as Annexure-I | Submitted vide Distribution True-up petition for 2nd control Period as Annexure-I
3561 | Providing of 5 Nos CI pipe earthings for | MAHABOOBNAGAR | 08.06.2012 | 0.0022974 | Submitted vide Distribution True-up petition for 2nd control Period as Annexure-I | Submitted vide Distribution True-up petition for 2nd control Period as Annexure-I
3562 | Providing of 5 Nos CI pipe earthings for | MAHABOOBNAGAR | 08.06.2012 | 0.0022974 | Submitted vide Distribution True-up petition for 2nd control Period as Annexure-I | Submitted vide Distribution True-up petition for 2nd control Period as Annexure-I
3563 | E/s for providing of CI pipe earthings | MAHABOOBNAGAR | 08.06.2012 | 0.0022699 | Submitted vide Distribution True-up petition for 2nd control Period as Annexure-I | Submitted vide Distribution True-up petition for 2nd control Period as Annexure-I
3564 | E/s for providing of CI pipe earthings a | MAHABOOBNAGAR | 08.06.2012 | 0.0022699 | Submitted vide Distribution True-up petition for 2nd control Period as Annexure-I | Submitted vide Distribution True-up petition for 2nd control Period as Annexure-I
3565 | E/s for providing of CI pipe earthings f | MAHABOOBNAGAR | 08.06.2012 | 0.0022699 | Submitted vide Distribution True-up petition for 2nd control Period as Annexure-I | Submitted vide Distribution True-up petition for 2nd control Period as Annexure-I
3566 | E/s to 1 No. 5 HP Industrial load to M/s | MAHABOOBNAGAR | 24.04.2011 | 0.00014567 | Submitted vide Distribution True-up petition for 2nd control Period as Annexure-I | Submitted vide Distribution True-up petition for 2nd control Period as Annexure-I
3567 | Erection of 1no 15KVA 1-Ph Addl.DTR on S | MAHABOOBNAGAR | 08.06.2012 | 0.0063025 | Submitted vide Distribution True-up petition for 2nd control Period as Annexure-I | Submitted vide Distribution True-up petition for 2nd control Period as Annexure-I
3568 | Estimate proposal for Releasing of 1no A | MAHABOOBNAGAR | 30.05.2011 | 0.0023293 | Submitted vide Distribution True-up petition for 2nd control Period as Annexure-I | Submitted vide Distribution True-up petition for 2nd control Period as Annexure-I
3569 | Erection of 1No 2x25kVA Additional DTRs | MAHABOOBNAGAR | 11.06.2012 | 0.022669 | Submitted vide Distribution True-up petition for 2nd control Period as Annexure-I | Submitted vide Distribution True-up petition for 2nd control Period as Annexure-I
3570 | Estimate for extension of HT supply at 3 | MAHABOOBNAGAR | 11.05.2011 | 0.011331 | Submitted vide Distribution True-up petition for 2nd control Period as Annexure-I | Submitted vide Distribution True-up petition for 2nd control Period as Annexure-I
3571 | General:-E/s to 1no 74HP cat-III/A load | MAHABOOBNAGAR | 30.04.2011 | 0.017315 | Submitted vide Distribution True-up petition for 2nd control Period as Annexure-I | Submitted vide Distribution True-up petition for 2nd control Period as Annexure-I
3572 | erection of 1X25 KVA Distribution trans | MAHABOOBNAGAR | 11.06.2012 | 0.014253 | Submitted vide Distribution True-up petition for 2nd control Period as Annexure-I | Submitted vide Distribution True-up petition for 2nd control Period as Annexure-I
3573 | Extension of supply to 1No 20HP Industri | MAHABOOBNAGAR | 22.05.2011 | 0.011824 | Submitted vide Distribution True-up petition for 2nd control Period as Annexure-I | Submitted vide Distribution True-up petition for 2nd control Period as Annexure-I
3574 | E/S to 1no 5KW Non-Domestic load to Sri. | MAHABOOBNAGAR | 06.02.2012 | 0.026435 | Submitted vide Distribution True-up petition for 2nd control Period as Annexure-I | Submitted vide Distribution True-up petition for 2nd control Period as Annexure-I
3575 | Estimate for erection of 1No 100KVA 3-Ph | MAHABOOBNAGAR | 08.06.2012 | 0.017647 | Submitted vide Distribution True-up petition for 2nd control Period as Annexure-I | Submitted vide Distribution True-up petition for 2nd control Period as Annexure-I
3576 | Estimate for erection of 1No 100KVA 3-Ph | MAHABOOBNAGAR | 08.06.2012 | 0.020389 | Submitted vide Distribution True-up petition for 2nd control Period as Annexure-I | Submitted vide Distribution True-up petition for 2nd control Period as Annexure-I
3577 | Estimate for erection of 1No 25KVA Addl. | MAHABOOBNAGAR | 11.06.2012 | 0.0044166 | Submitted vide Distribution True-up petition for 2nd control Period as Annexure-I | Submitted vide Distribution True-up petition for 2nd control Period as Annexure-I
3578 | Erection of 1no 15kva add DTR to releiv | MAHABOOBNAGAR | 08.06.2012 | 0.0024876 | Submitted vide Distribution True-up petition for 2nd control Period as Annexure-I | Submitted vide Distribution True-up petition for 2nd control Period as Annexure-I
3579 | ERECTION OF 2NOS 25KVA ADDL DTRS ON EXIS | MAHABOOBNAGAR | 11.06.2012 | 0.017156 | Submitted vide Distribution True-up petition for 2nd control Period as Annexure-I | Submitted vide Distribution True-up petition for 2nd control Period as Annexure-I
3580 | Estimate proposal for Erection of 1 No. | MAHABOOBNAGAR | 08.06.2012 | 0.097714 | Submitted vide Distribution True-up petition for 2nd control Period as Annexure-I | Submitted vide Distribution True-up petition for 2nd control Period as Annexure-I
3581 | 25 KVA DTR On SS-I Thirumalampally | MAHABOOBNAGAR | 11.06.2012 | 0.01008 | Submitted vide Distribution True-up petition for 2nd control Period as Annexure-I | Submitted vide Distribution True-up petition for 2nd control Period as Annexure-I
3582 | E/S to 1No 15 KW Non Domestic load to | MAHABOOBNAGAR | 25.05.2011 | 0.00998 | Submitted vide Distribution True-up petition for 2nd control Period as Annexure-I | Submitted vide Distribution True-up petition for 2nd control Period as Annexure-I
3583 | Erection of 1No 25KVA DTR for releasing | MAHABOOBNAGAR | 22.03.2012 | 0.012624 | Submitted vide Distribution True-up petition for 2nd control Period as Annexure-I | Submitted vide Distribution True-up petition for 2nd control Period as Annexure-I
3584 | E/S to 8 nos Agricultural services each | MAHABOOBNAGAR | 30.05.2011 | 0.021667 | Submitted vide Distribution True-up petition for 2nd control Period as Annexure-I | Submitted vide Distribution True-up petition for 2nd control Period as Annexure-I
3585 | AGL 25 KVA DTR at Hanwada,,(V). | MAHABOOBNAGAR | 03.06.2011 | 0.014034 | Submitted vide Distribution True-up petition for 2nd control Period as Annexure-I | Submitted vide Distribution True-up petition for 2nd control Period as Annexure-I
3586 | E/S TO 1NO 5HP INDL LOAD TO POULTRY FEED | MAHABOOBNAGAR | 25.05.2011 | 0.0033017 | Submitted vide Distribution True-up petition for 2nd control Period as Annexure-I | Submitted vide Distribution True-up petition for 2nd control Period as Annexure-I
3587 | E/S to proposal for 1No.49 HP indl.load | MAHABOOBNAGAR | 20.06.2011 | 0.014237 | Submitted vide Distribution True-up petition for 2nd control Period as Annexure-I | Submitted vide Distribution True-up petition for 2nd control Period as Annexure-I
3588 | E/s for providing of 5Nos CI pipe earthi | MAHABOOBNAGAR | 08.06.2012 | 0.0022699 | Submitted vide Distribution True-up petition for 2nd control Period as Annexure-I | Submitted vide Distribution True-up petition for 2nd control Period as Annexure-I
3589 | E/s for providing of earthings for singl | MAHABOOBNAGAR | 08.06.2012 | 0.0022699 | Submitted vide Distribution True-up petition for 2nd control Period as Annexure-I | Submitted vide Distribution True-up petition for 2nd control Period as Annexure-I
3590 | E/s for providing of CI pipe earthings f | MAHABOOBNAGAR | 08.06.2012 | 0.0045397 | Submitted vide Distribution True-up petition for 2nd control Period as Annexure-I | Submitted vide Distribution True-up petition for 2nd control Period as Annexure-I
3591 | E/S to 1 No. 55.0 KW Non-Dom. Load to M/ | MAHABOOBNAGAR | 09.06.2011 | 0.030574 | Submitted vide Distribution True-up petition for 2nd control Period as Annexure-I | Submitted vide Distribution True-up petition for 2nd control Period as Annexure-I
3592 | Erection of 2X25KVA DTRS for releasing o | MAHABOOBNAGAR | 18.01.2012 | 0.030025 | Submitted vide Distribution True-up petition for 2nd control Period as Annexure-I | Submitted vide Distribution True-up petition for 2nd control Period as Annexure-I
3593 | Exteension of supply for a CMD 150 KVA | MAHABOOBNAGAR | 22.04.2011 | 0.0032209 | Submitted vide Distribution True-up petition for 2nd control Period as Annexure-I | Submitted vide Distribution True-up petition for 2nd control Period as Annexure-I
3594 | E/S to Proposal for replacement in plac | MAHABOOBNAGAR | 11.06.2012 | 0.0078418 | Submitted vide Distribution True-up petition for 2nd control Period as Annexure-I | Submitted vide Distribution True-up petition for 2nd control Period as Annexure-I
3595 | Extension of supply for a CMD of 150KVA | MAHABOOBNAGAR | 22.04.2011 | 0.0032209 | Submitted vide Distribution True-up petition for 2nd control Period as Annexure-I | Submitted vide Distribution True-up petition for 2nd control Period as Annexure-I
3596 | E/s for Erection of 1 No 25 KVA DTR 3 N | MAHABOOBNAGAR | 02.06.2011 | 0.0072124 | Submitted vide Distribution True-up petition for 2nd control Period as Annexure-I | Submitted vide Distribution True-up petition for 2nd control Period as Annexure-I
3597 | Estimate for erection of 1 No. 25KVA DTR | MAHABOOBNAGAR | 22.03.2012 | 0.012552 | Submitted vide Distribution True-up petition for 2nd control Period as Annexure-I | Submitted vide Distribution True-up petition for 2nd control Period as Annexure-I
3598 | E/S for erection of 11 Mts poles at Roa | MAHABOOBNAGAR | 08.06.2012 | 0.0017863 | Submitted vide Distribution True-up petition for 2nd control Period as Annexure-I | Submitted vide Distribution True-up petition for 2nd control Period as Annexure-I
3599 | Erection 3x15 KVA Additional DTRs to rel | MAHABOOBNAGAR | 08.06.2012 | 0.0081172 | Submitted vide Distribution True-up petition for 2nd control Period as Annexure-I | Submitted vide Distribution True-up petition for 2nd control Period as Annexure-I
3600 | E/S to 1no 30KW Non-Domestic load to | MAHABOOBNAGAR | 09.05.2011 | 0.014912 | Submitted vide Distribution True-up petition for 2nd control Period as Annexure-I | Submitted vide Distribution True-up petition for 2nd control Period as Annexure-I
3601 | Estimate for erection of 1No 63KVA Addl. | MAHABOOBNAGAR | 11.06.2012 | 0.023465 | Submitted vide Distribution True-up petition for 2nd control Period as Annexure-I | Submitted vide Distribution True-up petition for 2nd control Period as Annexure-I
3602 | Erection of 1Nos 25KVA DTR for relieving | MAHABOOBNAGAR | 24.03.2012 | 0.017058 | Submitted vide Distribution True-up petition for 2nd control Period as Annexure-I | Submitted vide Distribution True-up petition for 2nd control Period as Annexure-I
3603 | Estimate Proposal for Errection of 06Nos | MAHABOOBNAGAR | 08.06.2012 | 0.00091091 | Submitted vide Distribution True-up petition for 2nd control Period as Annexure-I | Submitted vide Distribution True-up petition for 2nd control Period as Annexure-I
3604 | Estimate Proposal for Erection of 06Nos | MAHABOOBNAGAR | 08.06.2012 | 0.00091091 | Submitted vide Distribution True-up petition for 2nd control Period as Annexure-I | Submitted vide Distribution True-up petition for 2nd control Period as Annexure-I
3605 | Estimate Proposal for Erection of 06Nos | MAHABOOBNAGAR | 08.06.2012 | 0.00067903 | Submitted vide Distribution True-up petition for 2nd control Period as Annexure-I | Submitted vide Distribution True-up petition for 2nd control Period as Annexure-I
3606 | E/s for proposal of Erection of 1NO 25kv | MAHABOOBNAGAR | 05.05.2011 | 0.011975 | Submitted vide Distribution True-up petition for 2nd control Period as Annexure-I | Submitted vide Distribution True-up petition for 2nd control Period as Annexure-I
3607 | E/s to 1 No. 4.0 KW Non-Domestic load to | MAHABOOBNAGAR | 20.03.2012 | 0.0035733 | Submitted vide Distribution True-up petition for 2nd control Period as Annexure-I | Submitted vide Distribution True-up petition for 2nd control Period as Annexure-I
3608 | Estimate for providing of out bound fenc | MAHABOOBNAGAR | 30.06.2011 | 0.018742 | Submitted vide Distribution True-up petition for 2nd control Period as Annexure-I | Submitted vide Distribution True-up petition for 2nd control Period as Annexure-I
3609 | Conv of LVDS into HVDS on 11 KV Marchala | MAHABOOBNAGAR | 04.06.2011 | 0.069511 | Submitted vide Distribution True-up petition for 2nd control Period as Annexure-I | Submitted vide Distribution True-up petition for 2nd control Period as Annexure-I
3610 | Conv of LVDS into HVDS on 11 KV Peddapur | MAHABOOBNAGAR | 04.06.2011 | 0.1658 | Submitted vide Distribution True-up petition for 2nd control Period as Annexure-I | Submitted vide Distribution True-up petition for 2nd control Period as Annexure-I
3611 | Conv of LVDS into HVDS on 11 KV Marchala | MAHABOOBNAGAR | 04.06.2011 | 0.073989 | Submitted vide Distribution True-up petition for 2nd control Period as Annexure-I | Submitted vide Distribution True-up petition for 2nd control Period as Annexure-I
3612 | Conv of LVDS into HVDS on 11 KV Kurmidda | MAHABOOBNAGAR | 28.04.2011 | 0.063037 | Submitted vide Distribution True-up petition for 2nd control Period as Annexure-I | Submitted vide Distribution True-up petition for 2nd control Period as Annexure-I
3613 | Conv of LVDS into HVDS on 11 KV Kurmidda | MAHABOOBNAGAR | 04.06.2011 | 0.12666 | Submitted vide Distribution True-up petition for 2nd control Period as Annexure-I | Submitted vide Distribution True-up petition for 2nd control Period as Annexure-I
3614 | Conv of LVDS into HVDS on 11 KV Veldanda | MAHABOOBNAGAR | 04.06.2011 | 0.056299 | Submitted vide Distribution True-up petition for 2nd control Period as Annexure-I | Submitted vide Distribution True-up petition for 2nd control Period as Annexure-I
3615 | Conv of LVDS into HVDS on 11 KV Kotra Fe | MAHABOOBNAGAR | 08.07.2011 | 0.086298 | Submitted vide Distribution True-up petition for 2nd control Period as Annexure-I | Submitted vide Distribution True-up petition for 2nd control Period as Annexure-I
3616 | Conv of LVDS into HVDS on 11 KV Jakinala | MAHABOOBNAGAR | 28.04.2011 | 0.066565 | Submitted vide Distribution True-up petition for 2nd control Period as Annexure-I | Submitted vide Distribution True-up petition for 2nd control Period as Annexure-I
3617 | Conv of LVDS into HVDS on 11 KV Kondared | MAHABOOBNAGAR | 23.04.2011 | 0.063662 | Submitted vide Distribution True-up petition for 2nd control Period as Annexure-I | Submitted vide Distribution True-up petition for 2nd control Period as Annexure-I
3618 | Conv of LVDS into HVDS on 11 KV Marchala | MAHABOOBNAGAR | 04.06.2011 | 0.054181 | Submitted vide Distribution True-up petition for 2nd control Period as Annexure-I | Submitted vide Distribution True-up petition for 2nd control Period as Annexure-I
3619 | Working estimate for providing 2 No's o | MAHABOOBNAGAR | 10.06.2011 | 0.036177 | Submitted vide Distribution True-up petition for 2nd control Period as Annexure-I | Submitted vide Distribution True-up petition for 2nd control Period as Annexure-I
3620 | Estimate Proposal for Errection of 06Nos | MAHABOOBNAGAR | 08.06.2012 | 0.0022737 | Submitted vide Distribution True-up petition for 2nd control Period as Annexure-I | Submitted vide Distribution True-up petition for 2nd control Period as Annexure-I
3621 | Estimate Proposal for Errection of 06Nos | MAHABOOBNAGAR | 08.06.2012 | 0.0022724 | Submitted vide Distribution True-up petition for 2nd control Period as Annexure-I | Submitted vide Distribution True-up petition for 2nd control Period as Annexure-I
3622 | Estimate Proposal for Errection of 06Nos | MAHABOOBNAGAR | 08.06.2012 | 0.0023003 | Submitted vide Distribution True-up petition for 2nd control Period as Annexure-I | Submitted vide Distribution True-up petition for 2nd control Period as Annexure-I
3623 | Estimate Proposal for Errection of 06Nos | MAHABOOBNAGAR | 08.06.2012 | 0.0022426 | Submitted vide Distribution True-up petition for 2nd control Period as Annexure-I | Submitted vide Distribution True-up petition for 2nd control Period as Annexure-I
3624 | Providing of Earthing for replacement of | MAHABOOBNAGAR | 08.06.2012 | 0.0024334 | Submitted vide Distribution True-up petition for 2nd control Period as Annexure-I | Submitted vide Distribution True-up petition for 2nd control Period as Annexure-I
3625 | Providing of Earthing for replacement of | MAHABOOBNAGAR | 08.06.2012 | 0.0024334 | Submitted vide Distribution True-up petition for 2nd control Period as Annexure-I | Submitted vide Distribution True-up petition for 2nd control Period as Annexure-I
3626 | Providing of Earthing for replacement of | MAHABOOBNAGAR | 08.06.2012 | 0.0024334 | Submitted vide Distribution True-up petition for 2nd control Period as Annexure-I | Submitted vide Distribution True-up petition for 2nd control Period as Annexure-I
3627 | Providing of Earthing for replacement of | MAHABOOBNAGAR | 08.06.2012 | 0.0024334 | Submitted vide Distribution True-up petition for 2nd control Period as Annexure-I | Submitted vide Distribution True-up petition for 2nd control Period as Annexure-I
3628 | Providing of Earthing for replacement of | MAHABOOBNAGAR | 08.06.2012 | 0.0024334 | Submitted vide Distribution True-up petition for 2nd control Period as Annexure-I | Submitted vide Distribution True-up petition for 2nd control Period as Annexure-I
3629 | Conv of LVDS into HVDS on 11 KV Veldanda | MAHABOOBNAGAR | 05.06.2011 | 0.20401 | Submitted vide Distribution True-up petition for 2nd control Period as Annexure-I | Submitted vide Distribution True-up petition for 2nd control Period as Annexure-I
3630 | E/s for erection 1NO 25KVA DTR for relea | MAHABOOBNAGAR | 13.01.2012 | 0.0076007 | Submitted vide Distribution True-up petition for 2nd control Period as Annexure-I | Submitted vide Distribution True-up petition for 2nd control Period as Annexure-I
3631 | E/s for erection 25KVA DTR for release o | MAHABOOBNAGAR | 23.02.2012 | 0.012234 | Submitted vide Distribution True-up petition for 2nd control Period as Annexure-I | Submitted vide Distribution True-up petition for 2nd control Period as Annexure-I
3632 | Erection of 25 KVA 3 Phase DTR for relea | MAHABOOBNAGAR | 17.11.2011 | 0.008156 | Submitted vide Distribution True-up petition for 2nd control Period as Annexure-I | Submitted vide Distribution True-up petition for 2nd control Period as Annexure-I
3633 | E/s for proposal of releasing of 4NO AGL | MAHABOOBNAGAR | 04.05.2011 | 0.012407 | Submitted vide Distribution True-up petition for 2nd control Period as Annexure-I | Submitted vide Distribution True-up petition for 2nd control Period as Annexure-I
3634 | E/S TO 3NO5HP AGL LOADS AT YELLAMPALLY(V | MAHABOOBNAGAR | 15.03.2013 | 0.0055059 | Submitted vide Distribution True-up petition for 2nd control Period as Annexure-I | Submitted vide Distribution True-up petition for 2nd control Period as Annexure-I
3635 | Extension of Supply to 1No15KW Non Domes | MAHABOOBNAGAR | 21.03.2012 | 0.012544 | Submitted vide Distribution True-up petition for 2nd control Period as Annexure-I | Submitted vide Distribution True-up petition for 2nd control Period as Annexure-I
3636 | Erection of 1No 25 KVA DTR for releasing | MAHABOOBNAGAR | 04.01.2012 | 0.012774 | Submitted vide Distribution True-up petition for 2nd control Period as Annexure-I | Submitted vide Distribution True-up petition for 2nd control Period as Annexure-I
3637 | Erection of 1x25 KVA DTR for releasing o | MAHABOOBNAGAR | 30.07.2011 | 0.0074132 | Submitted vide Distribution True-up petition for 2nd control Period as Annexure-I | Submitted vide Distribution True-up petition for 2nd control Period as Annexure-I
3638 | Erection of 1No 25 KVA DTR to release of | MAHABOOBNAGAR | 30.07.2011 | 0.011425 | Submitted vide Distribution True-up petition for 2nd control Period as Annexure-I | Submitted vide Distribution True-up petition for 2nd control Period as Annexure-I
3639 | Estimate proposal for extension of suppl | MAHABOOBNAGAR | 24.05.2011 | 0.00070542 | Submitted vide Distribution True-up petition for 2nd control Period as Annexure-I | Submitted vide Distribution True-up petition for 2nd control Period as Annexure-I
3640 | 63 KVA at Gundyal (V). | MAHABOOBNAGAR | 11.06.2012 | 0.0058961 | Submitted vide Distribution True-up petition for 2nd control Period as Annexure-I | Submitted vide Distribution True-up petition for 2nd control Period as Annexure-I
3641 | Estimate for Extension of supply to 1No | MAHABOOBNAGAR | 25.05.2011 | 0.0029293 | Submitted vide Distribution True-up petition for 2nd control Period as Annexure-I | Submitted vide Distribution True-up petition for 2nd control Period as Annexure-I
3642 | Erection of stolen 34sqmm conductor at A | MAHABOOBNAGAR | 08.06.2012 | 0.0024422 | Submitted vide Distribution True-up petition for 2nd control Period as Annexure-I | Submitted vide Distribution True-up petition for 2nd control Period as Annexure-I
3643 | E/s to 1No 3KW N/D load to Sri Pallati A | MAHABOOBNAGAR | 25.05.2011 | 0.0022599 | Submitted vide Distribution True-up petition for 2nd control Period as Annexure-I | Submitted vide Distribution True-up petition for 2nd control Period as Annexure-I
3644 | Estimate for Extension of Supply to 3KW | MAHABOOBNAGAR | 25.05.2011 | 0.0027393 | Submitted vide Distribution True-up petition for 2nd control Period as Annexure-I | Submitted vide Distribution True-up petition for 2nd control Period as Annexure-I
3645 | Extension of supply to 2 No.s 5 HP PWS c | MAHABOOBNAGAR | 13.12.2011 | 0.021035 | Submitted vide Distribution True-up petition for 2nd control Period as Annexure-I | Submitted vide Distribution True-up petition for 2nd control Period as Annexure-I
3646 | Estimate for extension of supply to 1No | MAHABOOBNAGAR | 25.05.2011 | 0.0033386 | Submitted vide Distribution True-up petition for 2nd control Period as Annexure-I | Submitted vide Distribution True-up petition for 2nd control Period as Annexure-I
3647 | Estimate for erection of 1 No. 25KVA DTR | MAHABOOBNAGAR | 21.12.2011 | 0.0089047 | Submitted vide Distribution True-up petition for 2nd control Period as Annexure-I | Submitted vide Distribution True-up petition for 2nd control Period as Annexure-I
3648 | Estimate for erection of 1 No. 25KVA DTR | MAHABOOBNAGAR | 21.12.2011 | 0.0086567 | Submitted vide Distribution True-up petition for 2nd control Period as Annexure-I | Submitted vide Distribution True-up petition for 2nd control Period as Annexure-I
3649 | Estimate for erection of 1 No. 25KVA DTR | MAHABOOBNAGAR | 21.12.2011 | 0.0086567 | Submitted vide Distribution True-up petition for 2nd control Period as Annexure-I | Submitted vide Distribution True-up petition for 2nd control Period as Annexure-I
3650 | Estimate for erection of 1 No. 25KVA DTR | MAHABOOBNAGAR | 21.12.2011 | 0.008648 | Submitted vide Distribution True-up petition for 2nd control Period as Annexure-I | Submitted vide Distribution True-up petition for 2nd control Period as Annexure-I
3651 | 1 No.2X15 KVA DTR at Vinjamur(V). | MAHABOOBNAGAR | 11.06.2012 | 0.0064641 | Submitted vide Distribution True-up petition for 2nd control Period as Annexure-I | Submitted vide Distribution True-up petition for 2nd control Period as Annexure-I
3652 | 1X25 KVA AGL at Chandraspally | MAHABOOBNAGAR | 30.12.2011 | 0.005149 | Submitted vide Distribution True-up petition for 2nd control Period as Annexure-I | Submitted vide Distribution True-up petition for 2nd control Period as Annexure-I
3653 | Conv of LVDS into HVDS on 11 KV Jakinala | MAHABOOBNAGAR | 28.04.2011 | 0.22468 | Submitted vide Distribution True-up petition for 2nd control Period as Annexure-I | Submitted vide Distribution True-up petition for 2nd control Period as Annexure-I
3654 | Conv of LVDS into HVDS on 11 KV Marchala | MAHABOOBNAGAR | 04.06.2011 | 0.098678 | Submitted vide Distribution True-up petition for 2nd control Period as Annexure-I | Submitted vide Distribution True-up petition for 2nd control Period as Annexure-I
3655 | Conv of LVDS into HVDS on 11 KV Veldanda | MAHABOOBNAGAR | 20.04.2011 | 0.11402 | Submitted vide Distribution True-up petition for 2nd control Period as Annexure-I | Submitted vide Distribution True-up petition for 2nd control Period as Annexure-I
3656 | Conv of LVDS into HVDS on 11 KV Jakinala | MAHABOOBNAGAR | 23.04.2011 | 0.03906 | Submitted vide Distribution True-up petition for 2nd control Period as Annexure-I | Submitted vide Distribution True-up petition for 2nd control Period as Annexure-I
3657 | Estimate for Extension of Supply to 1No | MAHABOOBNAGAR | 02.06.2011 | 0.0031671 | Submitted vide Distribution True-up petition for 2nd control Period as Annexure-I | Submitted vide Distribution True-up petition for 2nd control Period as Annexure-I
3658 | Estimate for extension of supply to 45KW | MAHABOOBNAGAR | 21.05.2011 | 0.014686 | Submitted vide Distribution True-up petition for 2nd control Period as Annexure-I | Submitted vide Distribution True-up petition for 2nd control Period as Annexure-I
3659 | Estimate to Extension of 74 HP Industria | MAHABOOBNAGAR | 25.05.2011 | 0.077095 | Submitted vide Distribution True-up petition for 2nd control Period as Annexure-I | Submitted vide Distribution True-up petition for 2nd control Period as Annexure-I
3660 | Estimate Proposal for Extension of suppl | MAHABOOBNAGAR | 30.10.2011 | 0.0002917 | Submitted vide Distribution True-up petition for 2nd control Period as Annexure-I | Submitted vide Distribution True-up petition for 2nd control Period as Annexure-I
3661 | Estimate for Erection of 2 No. 25KVA Sin | MAHABOOBNAGAR | 11.06.2012 | 0.0099231 | Submitted vide Distribution True-up petition for 2nd control Period as Annexure-I | Submitted vide Distribution True-up petition for 2nd control Period as Annexure-I
3662 | E/s for erection 25KVA DTR for release o | MAHABOOBNAGAR | 12.03.2012 | 0.011574 | Submitted vide Distribution True-up petition for 2nd control Period as Annexure-I | Submitted vide Distribution True-up petition for 2nd control Period as Annexure-I
3663 | Estimate for Erection of 1 No. 63 KVA Ad | MAHABOOBNAGAR | 11.06.2012 | 0.00087917 | Submitted vide Distribution True-up petition for 2nd control Period as Annexure-I | Submitted vide Distribution True-up petition for 2nd control Period as Annexure-I
3664 | Estimate for Erection of 1 No. 100 KVA A | MAHABOOBNAGAR | 11.06.2012 | 0.0022138 | Submitted vide Distribution True-up petition for 2nd control Period as Annexure-I | Submitted vide Distribution True-up petition for 2nd control Period as Annexure-I
3665 | E/S to Errection of 1no 25kva s-ph DTR f | MAHABOOBNAGAR | 08.06.2012 | 0.0067056 | Submitted vide Distribution True-up petition for 2nd control Period as Annexure-I | Submitted vide Distribution True-up petition for 2nd control Period as Annexure-I
3666 | Estimate for Erection of 1 No. 63 KVA Ad | MAHABOOBNAGAR | 11.06.2012 | 0.0022028 | Submitted vide Distribution True-up petition for 2nd control Period as Annexure-I | Submitted vide Distribution True-up petition for 2nd control Period as Annexure-I
3667 | Estimate for Erection of 1 No. 63 KVA Ad | MAHABOOBNAGAR | 11.06.2012 | 0.002156 | Submitted vide Distribution True-up petition for 2nd control Period as Annexure-I | Submitted vide Distribution True-up petition for 2nd control Period as Annexure-I
3668 | Estimate for Erection of 1 No. 63KVA Add | MAHABOOBNAGAR | 11.06.2012 | 0.0021365 | Submitted vide Distribution True-up petition for 2nd control Period as Annexure-I | Submitted vide Distribution True-up petition for 2nd control Period as Annexure-I
3669 | Estimate for Erection of 1 No. 25 KVA Ad | MAHABOOBNAGAR | 11.06.2012 | 0.0020936 | Submitted vide Distribution True-up petition for 2nd control Period as Annexure-I | Submitted vide Distribution True-up petition for 2nd control Period as Annexure-I
3670 | Erection of 1 No 63 KVA Addl.DTR to Rel | MAHABOOBNAGAR | 11.06.2012 | 0.0011366 | Submitted vide Distribution True-up petition for 2nd control Period as Annexure-I | Submitted vide Distribution True-up petition for 2nd control Period as Annexure-I
3671 | Estimate for Erection of 1 No. 25 KVA Ad | MAHABOOBNAGAR | 11.06.2012 | 0.0020966 | Submitted vide Distribution True-up petition for 2nd control Period as Annexure-I | Submitted vide Distribution True-up petition for 2nd control Period as Annexure-I
3672 | Estimate for erection of 0.39mt LT AB ca | MAHABOOBNAGAR | 28.04.2011 | 0.0027217 | Submitted vide Distribution True-up petition for 2nd control Period as Annexure-I | Submitted vide Distribution True-up petition for 2nd control Period as Annexure-I
3673 | Estimate for Erection of 1 No. 100 KVA A | MAHABOOBNAGAR | 11.06.2012 | 0.026433 | Submitted vide Distribution True-up petition for 2nd control Period as Annexure-I | Submitted vide Distribution True-up petition for 2nd control Period as Annexure-I
3674 | Estimate for Service connection to 1No 1 | MAHABOOBNAGAR | 20.12.2011 | 0.0006413 | Submitted vide Distribution True-up petition for 2nd control Period as Annexure-I | Submitted vide Distribution True-up petition for 2nd control Period as Annexure-I
3675 | E/S for Electrification of New housing c | MAHABOOBNAGAR | 10.01.2012 | 0.0044489 | Submitted vide Distribution True-up petition for 2nd control Period as Annexure-I | Submitted vide Distribution True-up petition for 2nd control Period as Annexure-I
3676 | E/S to Extention of supply to 1no 25HP i | MAHABOOBNAGAR | 03.05.2011 | 0.021617 | Submitted vide Distribution True-up petition for 2nd control Period as Annexure-I | Submitted vide Distribution True-up petition for 2nd control Period as Annexure-I
3677 | E/s to 1 No.5 HP AGL load to sri.A.Ram r | MAHABOOBNAGAR | 31.05.2011 | 0.0013537 | Submitted vide Distribution True-up petition for 2nd control Period as Annexure-I | Submitted vide Distribution True-up petition for 2nd control Period as Annexure-I
3678 | Extension of supply to 3 KW Non Domestic | MAHABOOBNAGAR | 18.06.2011 | 0.0041004 | Submitted vide Distribution True-up petition for 2nd control Period as Annexure-I | Submitted vide Distribution True-up petition for 2nd control Period as Annexure-I
3679 | Erection of 33/11KV SS at Edira(V), Kond | MAHABOOBNAGAR | 06.06.2012 | 0.86226 | Submitted vide Distribution True-up petition for 2nd control Period as Annexure-I | Submitted vide Distribution True-up petition for 2nd control Period as Annexure-I
3680 | Erection of 25 KVA 3 phase DTR for relea | MAHABOOBNAGAR | 02.09.2011 | 0.008972 | Submitted vide Distribution True-up petition for 2nd control Period as Annexure-I | Submitted vide Distribution True-up petition for 2nd control Period as Annexure-I
3681 | Erection of 6No 11KV AB Switches and 6No | MAHABOOBNAGAR | 08.06.2012 | 0.0045309 | Submitted vide Distribution True-up petition for 2nd control Period as Annexure-I | Submitted vide Distribution True-up petition for 2nd control Period as Annexure-I
3682 | Erection of 25 KVA 3 phase DTR for relea | MAHABOOBNAGAR | 17.11.2011 | 0.0092878 | Submitted vide Distribution True-up petition for 2nd control Period as Annexure-I | Submitted vide Distribution True-up petition for 2nd control Period as Annexure-I
3683 | E/S to Errection of 1no 25kva 3-ph DTR | MAHABOOBNAGAR | 08.06.2012 | 0.0081572 | Submitted vide Distribution True-up petition for 2nd control Period as Annexure-I | Submitted vide Distribution True-up petition for 2nd control Period as Annexure-I
3684 | Extension of supply to 3 KW Non Domestic | MAHABOOBNAGAR | 18.06.2011 | 0.0037144 | Submitted vide Distribution True-up petition for 2nd control Period as Annexure-I | Submitted vide Distribution True-up petition for 2nd control Period as Annexure-I
3685 | E/S to Errection of 1no 25 KVA Addl DTR | MAHABOOBNAGAR | 08.06.2012 | 0.0097708 | Submitted vide Distribution True-up petition for 2nd control Period as Annexure-I | Submitted vide Distribution True-up petition for 2nd control Period as Annexure-I
3686 | Erection of 25 KVA 3 phase DTR for relea | MAHABOOBNAGAR | 24.02.2012 | 0.0092249 | Submitted vide Distribution True-up petition for 2nd control Period as Annexure-I | Submitted vide Distribution True-up petition for 2nd control Period as Annexure-I
3687 | E/S to erection of 1 No.100KVA Addl.DTR | MAHABOOBNAGAR | 11.06.2012 | 0.025912 | Submitted vide Distribution True-up petition for 2nd control Period as Annexure-I | Submitted vide Distribution True-up petition for 2nd control Period as Annexure-I
3688 | E/S proposal for Erection of 1No additio | MAHABOOBNAGAR | 08.06.2012 | 0.026855 | Submitted vide Distribution True-up petition for 2nd control Period as Annexure-I | Submitted vide Distribution True-up petition for 2nd control Period as Annexure-I
3689 | DVK-FIXING OF 290NOS SMC-METER BOARDS WI | MAHABOOBNAGAR | 17.03.2012 | 0.0079291 | Submitted vide Distribution True-up petition for 2nd control Period as Annexure-I | Submitted vide Distribution True-up petition for 2nd control Period as Annexure-I
3690 | DVK-FIXING OF 315NOS SMC-METER BOARDS WI | MAHABOOBNAGAR | 21.12.2011 | 0.025738 | Submitted vide Distribution True-up petition for 2nd control Period as Annexure-I | Submitted vide Distribution True-up petition for 2nd control Period as Annexure-I
3691 | DVK-FIXING OF 290NOS SMC-METER BOARDS WI | MAHABOOBNAGAR | 17.03.2012 | 0.0096487 | Submitted vide Distribution True-up petition for 2nd control Period as Annexure-I | Submitted vide Distribution True-up petition for 2nd control Period as Annexure-I
3692 | Conv of LVDS into HVDS on 11 KV Jupally | MAHABOOBNAGAR | 05.06.2011 | 0.19875 | Submitted vide Distribution True-up petition for 2nd control Period as Annexure-I | Submitted vide Distribution True-up petition for 2nd control Period as Annexure-I
3693 | Conv of LVDS into HVDS on 11 KV Kotra Fe | MAHABOOBNAGAR | 29.04.2011 | 0.081684 | Submitted vide Distribution True-up petition for 2nd control Period as Annexure-I | Submitted vide Distribution True-up petition for 2nd control Period as Annexure-I
3694 | Conv of LVDS into HVDS on 11 KV Peddapur | MAHABOOBNAGAR | 19.04.2011 | 0.088807 | Submitted vide Distribution True-up petition for 2nd control Period as Annexure-I | Submitted vide Distribution True-up petition for 2nd control Period as Annexure-I
3695 | Conv of LVDS into HVDS on 11 KV Mysigand | MAHABOOBNAGAR | 29.04.2011 | 0.11606 | Submitted vide Distribution True-up petition for 2nd control Period as Annexure-I | Submitted vide Distribution True-up petition for 2nd control Period as Annexure-I
3696 | Conv of LVDS into HVDS on 11 KV Pothepal | MAHABOOBNAGAR | 19.04.2011 | 0.09635 | Submitted vide Distribution True-up petition for 2nd control Period as Annexure-I | Submitted vide Distribution True-up petition for 2nd control Period as Annexure-I
3697 | Releasing of 1no 5HP Agl load to L.Mruth | MAHABOOBNAGAR | 23.06.2011 | 0.0014839 | Submitted vide Distribution True-up petition for 2nd control Period as Annexure-I | Submitted vide Distribution True-up petition for 2nd control Period as Annexure-I
3698 | Conv of LVDS into HVDS on 11 KV Kotra Fe | MAHABOOBNAGAR | 23.04.2011 | 0.042201 | Submitted vide Distribution True-up petition for 2nd control Period as Annexure-I | Submitted vide Distribution True-up petition for 2nd control Period as Annexure-I
3699 | Conv of LVDS into HVDS on 11 KV Marchala | MAHABOOBNAGAR | 13.05.2011 | 0.055022 | Submitted vide Distribution True-up petition for 2nd control Period as Annexure-I | Submitted vide Distribution True-up petition for 2nd control Period as Annexure-I
3700 | Estimate for Erection of 1No Addl.25 KVA | MAHABOOBNAGAR | 08.06.2012 | 0.010513 | Submitted vide Distribution True-up petition for 2nd control Period as Annexure-I | Submitted vide Distribution True-up petition for 2nd control Period as Annexure-I
3701 | Estimate for Providing of Earthing for t | MAHABOOBNAGAR | 17.04.2011 | 0.0045245 | Submitted vide Distribution True-up petition for 2nd control Period as Annexure-I | Submitted vide Distribution True-up petition for 2nd control Period as Annexure-I
3702 | E/S to Mudireddy palli SS-II in Kosgi(M | MAHABOOBNAGAR | 11.06.2012 | 0.014727 | Submitted vide Distribution True-up petition for 2nd control Period as Annexure-I | Submitted vide Distribution True-up petition for 2nd control Period as Annexure-I
3703 | Estimate for Fixing of 42 No's Single ph | MAHABOOBNAGAR | 28.01.2012 | 0.0041811 | Submitted vide Distribution True-up petition for 2nd control Period as Annexure-I | Submitted vide Distribution True-up petition for 2nd control Period as Annexure-I
3704 | Estimate proposal for Fixing of Boxes to | MAHABOOBNAGAR | 17.04.2011 | 0.00308 | Submitted vide Distribution True-up petition for 2nd control Period as Annexure-I | Submitted vide Distribution True-up petition for 2nd control Period as Annexure-I
3705 | Estimate proposal for Fixing of Boxes to | MAHABOOBNAGAR | 17.04.2011 | 0.0039875 | Submitted vide Distribution True-up petition for 2nd control Period as Annexure-I | Submitted vide Distribution True-up petition for 2nd control Period as Annexure-I
3706 | Estimate for Providing of Earthing for t | MAHABOOBNAGAR | 17.04.2011 | 0.0045245 | Submitted vide Distribution True-up petition for 2nd control Period as Annexure-I | Submitted vide Distribution True-up petition for 2nd control Period as Annexure-I
3707 | Estimate for Providing of Earthing for t | MAHABOOBNAGAR | 16.04.2011 | 0.0045245 | Submitted vide Distribution True-up petition for 2nd control Period as Annexure-I | Submitted vide Distribution True-up petition for 2nd control Period as Annexure-I
3708 | Estimate for Providing of Earthing for t | MAHABOOBNAGAR | 17.04.2011 | 0.0045245 | Submitted vide Distribution True-up petition for 2nd control Period as Annexure-I | Submitted vide Distribution True-up petition for 2nd control Period as Annexure-I
3709 | Estimate for Providing of Earthing for t | MAHABOOBNAGAR | 17.04.2011 | 0.0045245 | Submitted vide Distribution True-up petition for 2nd control Period as Annexure-I | Submitted vide Distribution True-up petition for 2nd control Period as Annexure-I
3710 | E/Sfor Release of 3ns. Agl for releasing | MAHABOOBNAGAR | 13.01.2012 | 0.0097386 | Submitted vide Distribution True-up petition for 2nd control Period as Annexure-I | Submitted vide Distribution True-up petition for 2nd control Period as Annexure-I
3711 | Estimate for Providing of Earthing for t | MAHABOOBNAGAR | 17.04.2011 | 0.0045245 | Submitted vide Distribution True-up petition for 2nd control Period as Annexure-I | Submitted vide Distribution True-up petition for 2nd control Period as Annexure-I
3712 | Estimate proposal for Fixing of Boxes to | MAHABOOBNAGAR | 17.04.2011 | 0.00308 | Submitted vide Distribution True-up petition for 2nd control Period as Annexure-I | Submitted vide Distribution True-up petition for 2nd control Period as Annexure-I
3713 | Estimate proposal for Fixing of Boxes to | MAHABOOBNAGAR | 17.04.2011 | 0.00308 | Submitted vide Distribution True-up petition for 2nd control Period as Annexure-I | Submitted vide Distribution True-up petition for 2nd control Period as Annexure-I
3714 | Estimate for Providing of Earthing for t | MAHABOOBNAGAR | 17.04.2011 | 0.0045245 | Submitted vide Distribution True-up petition for 2nd control Period as Annexure-I | Submitted vide Distribution True-up petition for 2nd control Period as Annexure-I
3715 | Estimate for Providing of Earthing for t | MAHABOOBNAGAR | 17.04.2011 | 0.0045245 | Submitted vide Distribution True-up petition for 2nd control Period as Annexure-I | Submitted vide Distribution True-up petition for 2nd control Period as Annexure-I
3716 | Estimate for Erection of 1No Addl.25 KVA | MAHABOOBNAGAR | 08.06.2012 | 0.015911 | Submitted vide Distribution True-up petition for 2nd control Period as Annexure-I | Submitted vide Distribution True-up petition for 2nd control Period as Annexure-I
3717 | Estimate for Providing of Earthing for t | MAHABOOBNAGAR | 17.04.2011 | 0.0045245 | Submitted vide Distribution True-up petition for 2nd control Period as Annexure-I | Submitted vide Distribution True-up petition for 2nd control Period as Annexure-I
3718 | Estimate for Providing of Earthing for t | MAHABOOBNAGAR | 17.04.2011 | 0.0045245 | Submitted vide Distribution True-up petition for 2nd control Period as Annexure-I | Submitted vide Distribution True-up petition for 2nd control Period as Annexure-I
3719 | Estimate for Providing of Earthing for t | MAHABOOBNAGAR | 17.04.2011 | 0.0045245 | Submitted vide Distribution True-up petition for 2nd control Period as Annexure-I | Submitted vide Distribution True-up petition for 2nd control Period as Annexure-I
3720 | E/s erection of 25 KVA Addl DTR Onss-II | MAHABOOBNAGAR | 08.06.2012 | 0.014605 | Submitted vide Distribution True-up petition for 2nd control Period as Annexure-I | Submitted vide Distribution True-up petition for 2nd control Period as Annexure-I
3721 | Estimate for Providing of Earthing for t | MAHABOOBNAGAR | 17.04.2011 | 0.0045245 | Submitted vide Distribution True-up petition for 2nd control Period as Annexure-I | Submitted vide Distribution True-up petition for 2nd control Period as Annexure-I
3722 | Estimate for Providing of Earthing for t | MAHABOOBNAGAR | 22.04.2011 | 0.0045245 | Submitted vide Distribution True-up petition for 2nd control Period as Annexure-I | Submitted vide Distribution True-up petition for 2nd control Period as Annexure-I
3723 | 1 No. 25 KVA MalReddypally SS-XI | MAHABOOBNAGAR | 11.06.2012 | 0.012839 | Submitted vide Distribution True-up petition for 2nd control Period as Annexure-I | Submitted vide Distribution True-up petition for 2nd control Period as Annexure-I
3724 | fixing of meter on smc board with access | MAHABOOBNAGAR | 17.02.2012 | 0.044206 | Submitted vide Distribution True-up petition for 2nd control Period as Annexure-I | Submitted vide Distribution True-up petition for 2nd control Period as Annexure-I
3725 | Estimate for extension of supply to 1No | MAHABOOBNAGAR | 28.12.2011 | 0.014438 | Submitted vide Distribution True-up petition for 2nd control Period as Annexure-I | Submitted vide Distribution True-up petition for 2nd control Period as Annexure-I
3726 | Estimate for Extension of supply to 1No | MAHABOOBNAGAR | 25.05.2011 | 0.0051136 | Submitted vide Distribution True-up petition for 2nd control Period as Annexure-I | Submitted vide Distribution True-up petition for 2nd control Period as Annexure-I
3727 | Estimate for Erection of 6 No. 15KVA Sin | MAHABOOBNAGAR | 11.06.2012 | 0.014915 | Submitted vide Distribution True-up petition for 2nd control Period as Annexure-I | Submitted vide Distribution True-up petition for 2nd control Period as Annexure-I
3728 | Estimate for Erection of 5 No. 15KVA Sin | MAHABOOBNAGAR | 11.06.2012 | 0.013726 | Submitted vide Distribution True-up petition for 2nd control Period as Annexure-I | Submitted vide Distribution True-up petition for 2nd control Period as Annexure-I
3729 | Estimate for Erection of 1Nos 25KVA DTR | MAHABOOBNAGAR | 15.03.2012 | 0.0093886 | Submitted vide Distribution True-up petition for 2nd control Period as Annexure-I | Submitted vide Distribution True-up petition for 2nd control Period as Annexure-I
3730 | Estimate to Erection of 1 No 2 MVAR Capa | MAHABOOBNAGAR | 08.06.2012 | 0.096824 | Submitted vide Distribution True-up petition for 2nd control Period as Annexure-I | Submitted vide Distribution True-up petition for 2nd control Period as Annexure-I
3731 | Extension of supply to 1 No.30.0HP Indl | MAHABOOBNAGAR | 01.05.2011 | 0.021362 | Submitted vide Distribution True-up petition for 2nd control Period as Annexure-I | Submitted vide Distribution True-up petition for 2nd control Period as Annexure-I
3732 | Estimate for 33/11 KVSS at Servenkatapur | MAHABOOBNAGAR | 06.06.2012 | 0.18244 | Submitted vide Distribution True-up petition for 2nd control Period as Annexure-I | Submitted vide Distribution True-up petition for 2nd control Period as Annexure-I
3733 | Fixing of meter on SMC Boards With acces | MAHABOOBNAGAR | 20.11.2012 | 0.025587 | Submitted vide Distribution True-up petition for 2nd control Period as Annexure-I | Submitted vide Distribution True-up petition for 2nd control Period as Annexure-I
3734 | Estimate for providing of 8.0 Mts PSCC p | MAHABOOBNAGAR | 01.05.2011 | 0.00090078 | Submitted vide Distribution True-up petition for 2nd control Period as Annexure-I | Submitted vide Distribution True-up petition for 2nd control Period as Annexure-I
3735 | Fixing of Meter on SMC Board with access | MAHABOOBNAGAR | 20.11.2012 | 0.024199 | Submitted vide Distribution True-up petition for 2nd control Period as Annexure-I | Submitted vide Distribution True-up petition for 2nd control Period as Annexure-I
3736 | Erection of 25 KVA 3 phase DTR for relea | MAHABOOBNAGAR | 02.09.2011 | 0.0082915 | Submitted vide Distribution True-up petition for 2nd control Period as Annexure-I | Submitted vide Distribution True-up petition for 2nd control Period as Annexure-I
3737 | Estimate for Extension of Supply to 1KW | MAHABOOBNAGAR | 20.12.2011 | 0.0024172 | Submitted vide Distribution True-up petition for 2nd control Period as Annexure-I | Submitted vide Distribution True-up petition for 2nd control Period as Annexure-I
3738 | Erection of 25KVa DTR to Release 3Nos Ag | MAHABOOBNAGAR | 11.01.2012 | 0.0087754 | Submitted vide Distribution True-up petition for 2nd control Period as Annexure-I | Submitted vide Distribution True-up petition for 2nd control Period as Annexure-I
3739 | E/s elctri colony at Pothireddypally,vil | MAHABOOBNAGAR | 23.02.2012 | 0.016021 | Submitted vide Distribution True-up petition for 2nd control Period as Annexure-I | Submitted vide Distribution True-up petition for 2nd control Period as Annexure-I
3740 | E//s proposal for electrification BC col | MAHABOOBNAGAR | 23.02.2012 | 0.0075672 | Submitted vide Distribution True-up petition for 2nd control Period as Annexure-I | Submitted vide Distribution True-up petition for 2nd control Period as Annexure-I
3741 | E/s proposal for electrification o f SC | MAHABOOBNAGAR | 16.01.2012 | 0.012545 | Submitted vide Distribution True-up petition for 2nd control Period as Annexure-I | Submitted vide Distribution True-up petition for 2nd control Period as Annexure-I
3742 | Const of CR, RW, Culvert, OF at Pomal SS | MAHABOOBNAGAR | 06.06.2012 | 0.21657 | Submitted vide Distribution True-up petition for 2nd control Period as Annexure-I | Submitted vide Distribution True-up petition for 2nd control Period as Annexure-I
3743 | E/s to 1 No.3.0 KW Non-Domestic load to | MAHABOOBNAGAR | 30.05.2011 | 0.0023615 | Submitted vide Distribution True-up petition for 2nd control Period as Annexure-I | Submitted vide Distribution True-up petition for 2nd control Period as Annexure-I
3744 | Erection of 33/11KV SS at Pallerla in Ma | MAHABOOBNAGAR | 06.06.2012 | 0.73052 | Submitted vide Distribution True-up petition for 2nd control Period as Annexure-I | Submitted vide Distribution True-up petition for 2nd control Period as Annexure-I
3745 | Erection of additional 1.0 KM 33KV line | MAHABOOBNAGAR | 06.06.2012 | 0.034889 | Submitted vide Distribution True-up petition for 2nd control Period as Annexure-I | Submitted vide Distribution True-up petition for 2nd control Period as Annexure-I
3746 | Erection of 1No Addl.25 KVA DTR to relie | MAHABOOBNAGAR | 08.06.2012 | 0.009915 | Submitted vide Distribution True-up petition for 2nd control Period as Annexure-I | Submitted vide Distribution True-up petition for 2nd control Period as Annexure-I
3747 | Estimate for erection for 1No 25 KVA 3-P | MAHABOOBNAGAR | 08.06.2012 | 0.0077907 | Submitted vide Distribution True-up petition for 2nd control Period as Annexure-I | Submitted vide Distribution True-up petition for 2nd control Period as Annexure-I
3748 | E/S to Errection of 1no 15kva S-ph Addl. | MAHABOOBNAGAR | 08.06.2012 | 0.004324 | Submitted vide Distribution True-up petition for 2nd control Period as Annexure-I | Submitted vide Distribution True-up petition for 2nd control Period as Annexure-I
3749 | Erection of 100 KVA 3Ph addl DTR to reli | MAHABOOBNAGAR | 08.06.2012 | 0.010682 | Submitted vide Distribution True-up petition for 2nd control Period as Annexure-I | Submitted vide Distribution True-up petition for 2nd control Period as Annexure-I
3750 | Rectification works for (Panther condcu | MAHABOOBNAGAR | 08.06.2012 | 0.0091708 | Submitted vide Distribution True-up petition for 2nd control Period as Annexure-I | Submitted vide Distribution True-up petition for 2nd control Period as Annexure-I
3751 | 100 KVA at Hanwada MHQ | MAHABOOBNAGAR | 11.06.2012 | 0.026734 | Submitted vide Distribution True-up petition for 2nd control Period as Annexure-I | Submitted vide Distribution True-up petition for 2nd control Period as Annexure-I
3752 | Detailed Estimate for erection of 2 No. | MAHABOOBNAGAR | 08.06.2012 | 0.00098177 | Submitted vide Distribution True-up petition for 2nd control Period as Annexure-I | Submitted vide Distribution True-up petition for 2nd control Period as Annexure-I
3753 | Const of RW, SF at Dindichintalapally SS | MAHABOOBNAGAR | 06.06.2012 | 0.052283 | Submitted vide Distribution True-up petition for 2nd control Period as Annexure-I | Submitted vide Distribution True-up petition for 2nd control Period as Annexure-I
3754 | Const of CR at Dindichintalapally SS | MAHABOOBNAGAR | 06.06.2012 | 0.052398 | Submitted vide Distribution True-up petition for 2nd control Period as Annexure-I | Submitted vide Distribution True-up petition for 2nd control Period as Annexure-I
3755 | Painting work in 33/11KV SS Alampur'x | MAHABOOBNAGAR | 08.06.2012 | 0.002024 | Submitted vide Distribution True-up petition for 2nd control Period as Annexure-I | Submitted vide Distribution True-up petition for 2nd control Period as Annexure-I
3756 | Praposal for release of 30 no's BPL serv | MAHABOOBNAGAR | 27.06.2011 | 0.003366 | Submitted vide Distribution True-up petition for 2nd control Period as Annexure-I | Submitted vide Distribution True-up petition for 2nd control Period as Annexure-I
3757 | E/S to Extention of supply to 1 No. 4 K | MAHABOOBNAGAR | 05.01.2012 | 0.0096582 | Submitted vide Distribution True-up petition for 2nd control Period as Annexure-I | Submitted vide Distribution True-up petition for 2nd control Period as Annexure-I
3758 | Estimate for Providing and Fixing of SMC | MAHABOOBNAGAR | 02.06.2011 | 0.024889 | Submitted vide Distribution True-up petition for 2nd control Period as Annexure-I | Submitted vide Distribution True-up petition for 2nd control Period as Annexure-I
3759 | Creation from custom ScreenE/S to Electr | MAHABOOBNAGAR | 20.03.2012 | 0.0061263 | Submitted vide Distribution True-up petition for 2nd control Period as Annexure-I | Submitted vide Distribution True-up petition for 2nd control Period as Annexure-I
3760 | Estimate praposal for extension of supp | MAHABOOBNAGAR | 22.05.2011 | 0.029162 | Submitted vide Distribution True-up petition for 2nd control Period as Annexure-I | Submitted vide Distribution True-up petition for 2nd control Period as Annexure-I
3761 | Estimate praposal for Addl.load of 35KW | MAHABOOBNAGAR | 22.05.2011 | 0.030653 | Submitted vide Distribution True-up petition for 2nd control Period as Annexure-I | Submitted vide Distribution True-up petition for 2nd control Period as Annexure-I
3762 | E/S to Electrification of WS colony at P | MAHABOOBNAGAR | 20.03.2012 | 0.0082504 | Submitted vide Distribution True-up petition for 2nd control Period as Annexure-I | Submitted vide Distribution True-up petition for 2nd control Period as Annexure-I
3763 | Estimate for Erection of 1Nos 25KVA DTR | MAHABOOBNAGAR | 16.03.2012 | 0.010287 | Submitted vide Distribution True-up petition for 2nd control Period as Annexure-I | Submitted vide Distribution True-up petition for 2nd control Period as Annexure-I
3764 | Estimate for extension of supply to 1No | MAHABOOBNAGAR | 29.12.2011 | 0.0026629 | Submitted vide Distribution True-up petition for 2nd control Period as Annexure-I | Submitted vide Distribution True-up petition for 2nd control Period as Annexure-I
3765 | E/S to Electrification of Palkonda Tanda | MAHABOOBNAGAR | 21.03.2012 | 0.011459 | Submitted vide Distribution True-up petition for 2nd control Period as Annexure-I | Submitted vide Distribution True-up petition for 2nd control Period as Annexure-I
3766 | E/S to Electrification of ST colony at s | MAHABOOBNAGAR | 21.03.2012 | 0.0084558 | Submitted vide Distribution True-up petition for 2nd control Period as Annexure-I | Submitted vide Distribution True-up petition for 2nd control Period as Annexure-I
3767 | E/S to Electrification of WS colony at | MAHABOOBNAGAR | 21.03.2012 | 0.022391 | Submitted vide Distribution True-up petition for 2nd control Period as Annexure-I | Submitted vide Distribution True-up petition for 2nd control Period as Annexure-I
3768 | Extension of supply to M/s Venco R & B F | MAHABOOBNAGAR | 20.11.2012 | 0.14004 | Submitted vide Distribution True-up petition for 2nd control Period as Annexure-I | Submitted vide Distribution True-up petition for 2nd control Period as Annexure-I
3769 | Estimate for Providing and Fixing of SMC | MAHABOOBNAGAR | 01.01.2012 | 0.009483 | Submitted vide Distribution True-up petition for 2nd control Period as Annexure-I | Submitted vide Distribution True-up petition for 2nd control Period as Annexure-I
3770 | Partition for AAO II Chamber Se/OP/MBNR | MAHABOOBNAGAR | 08.06.2012 | 0.004052 | Submitted vide Distribution True-up petition for 2nd control Period as Annexure-I | Submitted vide Distribution True-up petition for 2nd control Period as Annexure-I
3771 | Repairs of Split AC Window AC SE/O/MBNR | MAHABOOBNAGAR | 08.06.2012 | 0.0086029 | Submitted vide Distribution True-up petition for 2nd control Period as Annexure-I | Submitted vide Distribution True-up petition for 2nd control Period as Annexure-I
3772 | Estimate proposal for extetion of supply | MAHABOOBNAGAR | 30.12.2011 | 0.0018126 | Submitted vide Distribution True-up petition for 2nd control Period as Annexure-I | Submitted vide Distribution True-up petition for 2nd control Period as Annexure-I
3773 | Estimate for Providing and Fixing of SMC | MAHABOOBNAGAR | 28.01.2012 | 0.028948 | Submitted vide Distribution True-up petition for 2nd control Period as Annexure-I | Submitted vide Distribution True-up petition for 2nd control Period as Annexure-I
3774 | Estimate for Providing and Fixing of SMC | MAHABOOBNAGAR | 02.06.2011 | 0.027194 | Submitted vide Distribution True-up petition for 2nd control Period as Annexure-I | Submitted vide Distribution True-up petition for 2nd control Period as Annexure-I
3775 | Estimate for 33/11 KVSS at Waddeman<(>, | MAHABOOBNAGAR | 06.06.2012 | 0.17362 | Submitted vide Distribution True-up petition for 2nd control Period as Annexure-I | Submitted vide Distribution True-up petition for 2nd control Period as Annexure-I
3776 | Extetion of supply to electrfication of | MAHABOOBNAGAR | 09.01.2012 | 0.014573 | Submitted vide Distribution True-up petition for 2nd control Period as Annexure-I | Submitted vide Distribution True-up petition for 2nd control Period as Annexure-I
3777 | Extetion of supply to electrfication of | MAHABOOBNAGAR | 09.01.2012 | 0.015425 | Submitted vide Distribution True-up petition for 2nd control Period as Annexure-I | Submitted vide Distribution True-up petition for 2nd control Period as Annexure-I
3778 | Estimate proposal for extetion of supply | MAHABOOBNAGAR | 29.12.2011 | 0.0078583 | Submitted vide Distribution True-up petition for 2nd control Period as Annexure-I | Submitted vide Distribution True-up petition for 2nd control Period as Annexure-I
3779 | Extension of supply to 1 no's 2.0KW Non- | MAHABOOBNAGAR | 20.11.2012 | 0.0051919 | Submitted vide Distribution True-up petition for 2nd control Period as Annexure-I | Submitted vide Distribution True-up petition for 2nd control Period as Annexure-I
3780 | Estimate proposal for extetion of supply | MAHABOOBNAGAR | 29.12.2011 | 0.0065955 | Submitted vide Distribution True-up petition for 2nd control Period as Annexure-I | Submitted vide Distribution True-up petition for 2nd control Period as Annexure-I
3781 | Estimate proposal for extetion of supply | MAHABOOBNAGAR | 09.01.2012 | 0.0042352 | Submitted vide Distribution True-up petition for 2nd control Period as Annexure-I | Submitted vide Distribution True-up petition for 2nd control Period as Annexure-I
3782 | Estimate proposal for extetion of supply | MAHABOOBNAGAR | 29.12.2011 | 0.0071832 | Submitted vide Distribution True-up petition for 2nd control Period as Annexure-I | Submitted vide Distribution True-up petition for 2nd control Period as Annexure-I
3783 | Extetion of supply to electrfication of | MAHABOOBNAGAR | 09.01.2012 | 0.014994 | Submitted vide Distribution True-up petition for 2nd control Period as Annexure-I | Submitted vide Distribution True-up petition for 2nd control Period as Annexure-I
3784 | NARVA-KALWAL-RGGVY WSC(BC) COLONY | MAHABOOBNAGAR | 29.03.2012 | 0.0083647 | Submitted vide Distribution True-up petition for 2nd control Period as Annexure-I | Submitted vide Distribution True-up petition for 2nd control Period as Annexure-I
3785 | NARVA-KANMANUR-RGGVY WSC(BC) COLONY | MAHABOOBNAGAR | 31.03.2012 | 0.0083207 | Submitted vide Distribution True-up petition for 2nd control Period as Annexure-I | Submitted vide Distribution True-up petition for 2nd control Period as Annexure-I
3786 | Estimate proposal for extetion of supply | MAHABOOBNAGAR | 30.12.2011 | 0.0036789 | Submitted vide Distribution True-up petition for 2nd control Period as Annexure-I | Submitted vide Distribution True-up petition for 2nd control Period as Annexure-I
3787 | Estimate proposal for extetion of supply | MAHABOOBNAGAR | 30.12.2011 | 0.0038223 | Submitted vide Distribution True-up petition for 2nd control Period as Annexure-I | Submitted vide Distribution True-up petition for 2nd control Period as Annexure-I
3788 | Estimate proposal for extetion of supply | MAHABOOBNAGAR | 30.12.2011 | 0.0036173 | Submitted vide Distribution True-up petition for 2nd control Period as Annexure-I | Submitted vide Distribution True-up petition for 2nd control Period as Annexure-I
3789 | Estimate proposal for extetion of supply | MAHABOOBNAGAR | 30.12.2011 | 0.0037961 | Submitted vide Distribution True-up petition for 2nd control Period as Annexure-I | Submitted vide Distribution True-up petition for 2nd control Period as Annexure-I
3790 | NARVA-K.L.PALLY-RGGVY WSC(BC) COLONY | MAHABOOBNAGAR | 31.03.2012 | 0.0073093 | Submitted vide Distribution True-up petition for 2nd control Period as Annexure-I | Submitted vide Distribution True-up petition for 2nd control Period as Annexure-I
3791 | NARVA-RAICODE-RGGVY WSC(BC) COLONY | MAHABOOBNAGAR | 31.03.2012 | 0.0057103 | Submitted vide Distribution True-up petition for 2nd control Period as Annexure-I | Submitted vide Distribution True-up petition for 2nd control Period as Annexure-I
3792 | DEVERKADRA-KOWKUNTLA-RGGVY WSC(BC) COLON | MAHABOOBNAGAR | 16.03.2012 | 0.009811 | Submitted vide Distribution True-up petition for 2nd control Period as Annexure-I | Submitted vide Distribution True-up petition for 2nd control Period as Annexure-I
3793 | DVK-DEVERKADRA(V)-RGGVY WSC(BC) COLONY | MAHABOOBNAGAR | 16.03.2012 | 0.011578 | Submitted vide Distribution True-up petition for 2nd control Period as Annexure-I | Submitted vide Distribution True-up petition for 2nd control Period as Annexure-I
3794 | DVK-PUTTAPALLY(V)-RGGVY WSC(BC) COLONY | MAHABOOBNAGAR | 16.03.2012 | 0.0035585 | Submitted vide Distribution True-up petition for 2nd control Period as Annexure-I | Submitted vide Distribution True-up petition for 2nd control Period as Annexure-I
3795 | DVK-HAJILAPUR(V)-RGGVY WSC(BC) COLONY | MAHABOOBNAGAR | 28.03.2012 | 0.0034357 | Submitted vide Distribution True-up petition for 2nd control Period as Annexure-I | Submitted vide Distribution True-up petition for 2nd control Period as Annexure-I
3796 | E/s extension of supply to 5 KW Non-Dome | MAHABOOBNAGAR | 09.06.2011 | 0.006224 | Submitted vide Distribution True-up petition for 2nd control Period as Annexure-I | Submitted vide Distribution True-up petition for 2nd control Period as Annexure-I
3797 | E/s extension of supply to 15 KW Non-Dom | MAHABOOBNAGAR | 09.06.2011 | 0.023705 | Submitted vide Distribution True-up petition for 2nd control Period as Annexure-I | Submitted vide Distribution True-up petition for 2nd control Period as Annexure-I
3798 | DEVERKADRA-CHERVU THANDA H/O BOLLARAM -R | MAHABOOBNAGAR | 28.03.2012 | 0.011941 | Submitted vide Distribution True-up petition for 2nd control Period as Annexure-I | Submitted vide Distribution True-up petition for 2nd control Period as Annexure-I
3799 | DEVERKADRA-AJILAPUR(V)-RGGVY WSC(BC) COL | MAHABOOBNAGAR | 16.03.2012 | 0.010926 | Submitted vide Distribution True-up petition for 2nd control Period as Annexure-I | Submitted vide Distribution True-up petition for 2nd control Period as Annexure-I
3800 | Estimate for Extension of Supply to 1No | MAHABOOBNAGAR | 06.05.2011 | 0.0078653 | Submitted vide Distribution True-up petition for 2nd control Period as Annexure-I | Submitted vide Distribution True-up petition for 2nd control Period as Annexure-I
3801 | DVK-PROVIDING 6NOS LTCT OPERATED METERS | MAHABOOBNAGAR | 06.06.2012 | 0.0056531 | Submitted vide Distribution True-up petition for 2nd control Period as Annexure-I | Submitted vide Distribution True-up petition for 2nd control Period as Annexure-I
3802 | CCK-PROVIDING 7NOS LTCT OPERATED METERS | MAHABOOBNAGAR | 06.06.2012 | 0.0063801 | Submitted vide Distribution True-up petition for 2nd control Period as Annexure-I | Submitted vide Distribution True-up petition for 2nd control Period as Annexure-I
3803 | 00.1 No.AGL 25 KVA DTR at Konagantipally | MAHABOOBNAGAR | 03.06.2011 | 0.012265 | Submitted vide Distribution True-up petition for 2nd control Period as Annexure-I | Submitted vide Distribution True-up petition for 2nd control Period as Annexure-I
3804 | Revised estimates proposal for electrifi | MAHABOOBNAGAR | 23.02.2012 | 0.019977 | Submitted vide Distribution True-up petition for 2nd control Period as Annexure-I | Submitted vide Distribution True-up petition for 2nd control Period as Annexure-I
3805 | Estimate proposals for shifting of 1No 2 | MAHABOOBNAGAR | 11.06.2012 | 0.0056644 | Submitted vide Distribution True-up petition for 2nd control Period as Annexure-I | Submitted vide Distribution True-up petition for 2nd control Period as Annexure-I
3806 | Detailed estimate for providing of Addit | MAHABOOBNAGAR | 11.06.2012 | 0.018614 | Submitted vide Distribution True-up petition for 2nd control Period as Annexure-I | Submitted vide Distribution True-up petition for 2nd control Period as Annexure-I
3807 | Erection of 2no 25KVA Addl.DTR on exist | MAHABOOBNAGAR | 08.06.2012 | 0.019304 | Submitted vide Distribution True-up petition for 2nd control Period as Annexure-I | Submitted vide Distribution True-up petition for 2nd control Period as Annexure-I
3808 | DEVERKADRA-ISRAMPALLY(V)-RGGVY DW COLONY | MAHABOOBNAGAR | 28.03.2012 | 0.01396 | Submitted vide Distribution True-up petition for 2nd control Period as Annexure-I | Submitted vide Distribution True-up petition for 2nd control Period as Annexure-I
3809 | AGL 25 KVA DTR at Vepoor(V). | MAHABOOBNAGAR | 30.11.2011 | 0.010727 | Submitted vide Distribution True-up petition for 2nd control Period as Annexure-I | Submitted vide Distribution True-up petition for 2nd control Period as Annexure-I
3810 | Erection of 1No 25 KVA DTR for releasing | MAHABOOBNAGAR | 01.08.2011 | 0.0084523 | Submitted vide Distribution True-up petition for 2nd control Period as Annexure-I | Submitted vide Distribution True-up petition for 2nd control Period as Annexure-I
3811 | Estimate for Electrification of Weaker s | MAHABOOBNAGAR | 27.01.2012 | 0.0088101 | Submitted vide Distribution True-up petition for 2nd control Period as Annexure-I | Submitted vide Distribution True-up petition for 2nd control Period as Annexure-I
3812 | NARVA-FIXING OF 315NOS SMC-METER BOARDS | MAHABOOBNAGAR | 31.03.2012 | 0.022293 | Submitted vide Distribution True-up petition for 2nd control Period as Annexure-I | Submitted vide Distribution True-up petition for 2nd control Period as Annexure-I
3813 | NARVA-FIXING OF 315NOS SMC-METER BOARDS | MAHABOOBNAGAR | 29.03.2012 | 0.015106 | Submitted vide Distribution True-up petition for 2nd control Period as Annexure-I | Submitted vide Distribution True-up petition for 2nd control Period as Annexure-I
3814 | Estimate for Electrification of Weaker s | MAHABOOBNAGAR | 27.01.2012 | 0.0061446 | Submitted vide Distribution True-up petition for 2nd control Period as Annexure-I | Submitted vide Distribution True-up petition for 2nd control Period as Annexure-I
3815 | NARVA-FIXING OF 210NOS SMC-METER BOARDS | MAHABOOBNAGAR | 29.03.2012 | 0.015106 | Submitted vide Distribution True-up petition for 2nd control Period as Annexure-I | Submitted vide Distribution True-up petition for 2nd control Period as Annexure-I
3816 | Estimate Proposal for 49 HP Industrial L | MAHABOOBNAGAR | 16.06.2011 | 0.052912 | Submitted vide Distribution True-up petition for 2nd control Period as Annexure-I | Submitted vide Distribution True-up petition for 2nd control Period as Annexure-I
3817 | Extension of Supply to 1No 5 KW Non-Dome | MAHABOOBNAGAR | 10.06.2011 | 0.0049463 | Submitted vide Distribution True-up petition for 2nd control Period as Annexure-I | Submitted vide Distribution True-up petition for 2nd control Period as Annexure-I
3818 | E/Sfor Release of 3ns. Agl at Racharlap | MAHABOOBNAGAR | 20.11.2012 | 0.010367 | Submitted vide Distribution True-up petition for 2nd control Period as Annexure-I | Submitted vide Distribution True-up petition for 2nd control Period as Annexure-I
3819 | Estimate for Extension of supply to 1No | MAHABOOBNAGAR | 12.08.2011 | 0.095079 | Submitted vide Distribution True-up petition for 2nd control Period as Annexure-I | Submitted vide Distribution True-up petition for 2nd control Period as Annexure-I
3820 | Estimate for Erection of 1No Addl.25 KVA | MAHABOOBNAGAR | 08.06.2012 | 0.010055 | Submitted vide Distribution True-up petition for 2nd control Period as Annexure-I | Submitted vide Distribution True-up petition for 2nd control Period as Annexure-I
3821 | Estimate for Erection of LT Intermediate | MAHABOOBNAGAR | 08.06.2012 | 0.0098561 | Submitted vide Distribution True-up petition for 2nd control Period as Annexure-I | Submitted vide Distribution True-up petition for 2nd control Period as Annexure-I
3822 | Estimate for erection for 1No 25 KVA 3-P | MAHABOOBNAGAR | 08.06.2012 | 0.0089798 | Submitted vide Distribution True-up petition for 2nd control Period as Annexure-I | Submitted vide Distribution True-up petition for 2nd control Period as Annexure-I
3823 | E/s to 1No 10KW Non Domestic indus tower | MAHABOOBNAGAR | 25.03.2012 | 0.0078493 | Submitted vide Distribution True-up petition for 2nd control Period as Annexure-I | Submitted vide Distribution True-up petition for 2nd control Period as Annexure-I
3824 | Estimate for Erection of 1No Addl.25 KVA | MAHABOOBNAGAR | 08.06.2012 | 0.014084 | Submitted vide Distribution True-up petition for 2nd control Period as Annexure-I | Submitted vide Distribution True-up petition for 2nd control Period as Annexure-I
3825 | Estimate for erection of 1No Addl.25 KVA | MAHABOOBNAGAR | 08.06.2012 | 0.0077104 | Submitted vide Distribution True-up petition for 2nd control Period as Annexure-I | Submitted vide Distribution True-up petition for 2nd control Period as Annexure-I
3826 | E/S to Errection of 1no 25KVA S-PH DTR i | MAHABOOBNAGAR | 08.06.2012 | 0.0031404 | Submitted vide Distribution True-up petition for 2nd control Period as Annexure-I | Submitted vide Distribution True-up petition for 2nd control Period as Annexure-I
3827 | Provid of 25Nos CI Earth Pipes for1phDTR | MAHABOOBNAGAR | 08.06.2012 | 0.0047664 | Submitted vide Distribution True-up petition for 2nd control Period as Annexure-I | Submitted vide Distribution True-up petition for 2nd control Period as Annexure-I
3828 | Estimate for providing of 8.0 Mts PSCC p | MAHABOOBNAGAR | 08.05.2011 | 0.00087921 | Submitted vide Distribution True-up petition for 2nd control Period as Annexure-I | Submitted vide Distribution True-up petition for 2nd control Period as Annexure-I
3829 | Estimate for providing of 8.0 Mts PSCC p | MAHABOOBNAGAR | 08.05.2011 | 0.00046366 | Submitted vide Distribution True-up petition for 2nd control Period as Annexure-I | Submitted vide Distribution True-up petition for 2nd control Period as Annexure-I
3830 | Estimate for providing of 8.0 Mts PSCC p | MAHABOOBNAGAR | 07.05.2011 | 0.0013514 | Submitted vide Distribution True-up petition for 2nd control Period as Annexure-I | Submitted vide Distribution True-up petition for 2nd control Period as Annexure-I
3831 | Estimate for providing of 8.0 Mts PSCC p | MAHABOOBNAGAR | 07.05.2011 | 0.00087921 | Submitted vide Distribution True-up petition for 2nd control Period as Annexure-I | Submitted vide Distribution True-up petition for 2nd control Period as Annexure-I
3832 | Estimate for Erection of 1No 25KVA DTR t | MAHABOOBNAGAR | 08.06.2012 | 0.0093404 | Submitted vide Distribution True-up petition for 2nd control Period as Annexure-I | Submitted vide Distribution True-up petition for 2nd control Period as Annexure-I
3833 | Erection of 1No 25KVA DTR to release of | MAHABOOBNAGAR | 24.05.2011 | 0.010474 | Submitted vide Distribution True-up petition for 2nd control Period as Annexure-I | Submitted vide Distribution True-up petition for 2nd control Period as Annexure-I
3834 | Estimate for Erection of 1 No. 100 KVA A | MAHABOOBNAGAR | 11.06.2012 | 0.014106 | Submitted vide Distribution True-up petition for 2nd control Period as Annexure-I | Submitted vide Distribution True-up petition for 2nd control Period as Annexure-I
3835 | Erection of Supply to 1No 5HP AGL load t | MAHABOOBNAGAR | 08.05.2011 | 0.0014554 | Submitted vide Distribution True-up petition for 2nd control Period as Annexure-I | Submitted vide Distribution True-up petition for 2nd control Period as Annexure-I
3836 | Extension of supply to 1No. 5HP AGL load | MAHABOOBNAGAR | 07.05.2011 | 0.0014554 | Submitted vide Distribution True-up petition for 2nd control Period as Annexure-I | Submitted vide Distribution True-up petition for 2nd control Period as Annexure-I
3837 | Erection of 1No 5HP AGL load to Sri K.Sa | MAHABOOBNAGAR | 07.05.2011 | 0.0012586 | Submitted vide Distribution True-up petition for 2nd control Period as Annexure-I | Submitted vide Distribution True-up petition for 2nd control Period as Annexure-I
3838 | Extension of Supply to 1No 5HP AGL load | MAHABOOBNAGAR | 07.05.2011 | 0.001357 | Submitted vide Distribution True-up petition for 2nd control Period as Annexure-I | Submitted vide Distribution True-up petition for 2nd control Period as Annexure-I
3839 | Extension of supply to 1No 5HP load to S | MAHABOOBNAGAR | 08.05.2011 | 0.0014554 | Submitted vide Distribution True-up petition for 2nd control Period as Annexure-I | Submitted vide Distribution True-up petition for 2nd control Period as Annexure-I
3840 | E/s for proposal of erectin of 1no 11KV | MAHABOOBNAGAR | 08.06.2012 | 0.027198 | Submitted vide Distribution True-up petition for 2nd control Period as Annexure-I | Submitted vide Distribution True-up petition for 2nd control Period as Annexure-I
3841 | Creation from custom Screen | MAHABOOBNAGAR | 08.06.2012 | 0.027198 | Submitted vide Distribution True-up petition for 2nd control Period as Annexure-I | Submitted vide Distribution True-up petition for 2nd control Period as Annexure-I
3842 | NARVA-REL4NO5HP(20HP)AGLS,CHANDRAGHAD(V) | MAHABOOBNAGAR | 11.05.2011 | 0.012756 | Submitted vide Distribution True-up petition for 2nd control Period as Annexure-I | Submitted vide Distribution True-up petition for 2nd control Period as Annexure-I
3843 | NARVA-REL4NOAGLSCAT-VA,CHANDRAGHAD(V)NAR | MAHABOOBNAGAR | 11.05.2011 | 0.012666 | Submitted vide Distribution True-up petition for 2nd control Period as Annexure-I | Submitted vide Distribution True-up petition for 2nd control Period as Annexure-I
3844 | Estimate for Laying of LT AB cable at WS | MAHABOOBNAGAR | 24.02.2012 | 0.012503 | Submitted vide Distribution True-up petition for 2nd control Period as Annexure-I | Submitted vide Distribution True-up petition for 2nd control Period as Annexure-I
3845 | 1NO25KVA UNDER CAT-VA AT PEDDAKADUMUR(V | MAHABOOBNAGAR | 29.03.2012 | 0.0088729 | Submitted vide Distribution True-up petition for 2nd control Period as Annexure-I | Submitted vide Distribution True-up petition for 2nd control Period as Annexure-I
3846 | 1NO25KVA UNDER CAT-VA AT PEDDAKADUMUR(V | MAHABOOBNAGAR | 29.03.2012 | 0.0088862 | Submitted vide Distribution True-up petition for 2nd control Period as Annexure-I | Submitted vide Distribution True-up petition for 2nd control Period as Annexure-I
3847 | 1NO25KVA UNDER CAT-VA AT BEKKARPALLY(V ) | MAHABOOBNAGAR | 29.03.2012 | 0.0088876 | Submitted vide Distribution True-up petition for 2nd control Period as Annexure-I | Submitted vide Distribution True-up petition for 2nd control Period as Annexure-I
3848 | Estimate for Laying of LT AB cable at WS | MAHABOOBNAGAR | 24.02.2012 | 0.010832 | Submitted vide Distribution True-up petition for 2nd control Period as Annexure-I | Submitted vide Distribution True-up petition for 2nd control Period as Annexure-I
3849 | E/S TO 3NO5HP AGL LOADS AT PEDDAKADUMUR( | MAHABOOBNAGAR | 15.03.2013 | 0.0050402 | Submitted vide Distribution True-up petition for 2nd control Period as Annexure-I | Submitted vide Distribution True-up petition for 2nd control Period as Annexure-I
3850 | E/S TO 2NO5HP AGL LOADS AT YELLAMPALLY(V | MAHABOOBNAGAR | 15.03.2013 | 0.0033617 | Submitted vide Distribution True-up petition for 2nd control Period as Annexure-I | Submitted vide Distribution True-up petition for 2nd control Period as Annexure-I
3851 | E/S TO 3NO5HP AGL LOADS AT YELLAMPALLY(V | MAHABOOBNAGAR | 15.03.2013 | 0.0054542 | Submitted vide Distribution True-up petition for 2nd control Period as Annexure-I | Submitted vide Distribution True-up petition for 2nd control Period as Annexure-I
3852 | E/S TO 3NO5HP AGL LOADS AT RAICODE(V) IN | MAHABOOBNAGAR | 15.03.2013 | 0.0055663 | Submitted vide Distribution True-up petition for 2nd control Period as Annexure-I | Submitted vide Distribution True-up petition for 2nd control Period as Annexure-I
3853 | E/S TO 3NO5HP AGL LOADS AT JINNARAM(V) I | MAHABOOBNAGAR | 15.03.2013 | 0.0055545 | Submitted vide Distribution True-up petition for 2nd control Period as Annexure-I | Submitted vide Distribution True-up petition for 2nd control Period as Annexure-I
3854 | E/S TO 3NO5HP AGL LOADS AT KOTHAPALLY(V) | MAHABOOBNAGAR | 15.03.2013 | 0.0055545 | Submitted vide Distribution True-up petition for 2nd control Period as Annexure-I | Submitted vide Distribution True-up petition for 2nd control Period as Annexure-I
3855 | E/S TO 3NO5HP AGL LOADS AT CHANDRAGHAD(V | MAHABOOBNAGAR | 15.03.2013 | 0.0055663 | Submitted vide Distribution True-up petition for 2nd control Period as Annexure-I | Submitted vide Distribution True-up petition for 2nd control Period as Annexure-I
3856 | E/S TO 3NO5HP AGL LOADS AT CHANDRAGHAD(V | MAHABOOBNAGAR | 15.03.2013 | 0.0055668 | Submitted vide Distribution True-up petition for 2nd control Period as Annexure-I | Submitted vide Distribution True-up petition for 2nd control Period as Annexure-I
3857 | E/S TO 3NO5HP AGL LOADS AT CHANDRAGHAD(V | MAHABOOBNAGAR | 15.03.2013 | 0.0055921 | Submitted vide Distribution True-up petition for 2nd control Period as Annexure-I | Submitted vide Distribution True-up petition for 2nd control Period as Annexure-I
3858 | E/S TO 3NOS 5HP AGL LOADS UNDER CAT-VA A | MAHABOOBNAGAR | 15.03.2013 | 0.0055803 | Submitted vide Distribution True-up petition for 2nd control Period as Annexure-I | Submitted vide Distribution True-up petition for 2nd control Period as Annexure-I
3859 | E/S TO 3NOS 5HP AGL LOADS UNDER CAT-VA A | MAHABOOBNAGAR | 15.03.2013 | 0.005575 | Submitted vide Distribution True-up petition for 2nd control Period as Annexure-I | Submitted vide Distribution True-up petition for 2nd control Period as Annexure-I
3860 | 1NO25KVA UNDER CAT-VA AT BEKKARPALLY(V ) | MAHABOOBNAGAR | 29.03.2012 | 0.0088876 | Submitted vide Distribution True-up petition for 2nd control Period as Annexure-I | Submitted vide Distribution True-up petition for 2nd control Period as Annexure-I
3861 | Extension of supply to 5x40W street ligh | MAHABOOBNAGAR | 30.11.2012 | 0.0080782 | Submitted vide Distribution True-up petition for 2nd control Period as Annexure-I | Submitted vide Distribution True-up petition for 2nd control Period as Annexure-I
3862 | Fixing of Meters on SMC Board with Acces | MAHABOOBNAGAR | 25.07.2011 | 0.0079857 | Submitted vide Distribution True-up petition for 2nd control Period as Annexure-I | Submitted vide Distribution True-up petition for 2nd control Period as Annexure-I
3863 | Fixing of Meters on SMC Board with Acces | MAHABOOBNAGAR | 25.07.2011 | 0.0079857 | Submitted vide Distribution True-up petition for 2nd control Period as Annexure-I | Submitted vide Distribution True-up petition for 2nd control Period as Annexure-I
3864 | Fixing of Meters on SMC Board with Acces | MAHABOOBNAGAR | 25.07.2011 | 0.0079857 | Submitted vide Distribution True-up petition for 2nd control Period as Annexure-I | Submitted vide Distribution True-up petition for 2nd control Period as Annexure-I
3865 | Fixing of meters on SMC Board with acces | MAHABOOBNAGAR | 06.08.2011 | 0.0083179 | Submitted vide Distribution True-up petition for 2nd control Period as Annexure-I | Submitted vide Distribution True-up petition for 2nd control Period as Annexure-I
3866 | Fixing of meters on SMC Boards with acce | MAHABOOBNAGAR | 31.03.2012 | 0.0083179 | Submitted vide Distribution True-up petition for 2nd control Period as Annexure-I | Submitted vide Distribution True-up petition for 2nd control Period as Annexure-I
3867 | Fixing of Meters on SMC Board with Acces | MAHABOOBNAGAR | 01.08.2011 | 0.0079857 | Submitted vide Distribution True-up petition for 2nd control Period as Annexure-I | Submitted vide Distribution True-up petition for 2nd control Period as Annexure-I
3868 | Fixing of Meters on SMC Board with Acces | MAHABOOBNAGAR | 24.07.2013 | 0.01331 | Submitted vide Distribution True-up petition for 2nd control Period as Annexure-I | Submitted vide Distribution True-up petition for 2nd control Period as Annexure-I
3869 | Fixing of Meters on SMC Board with Acces | MAHABOOBNAGAR | 01.08.2011 | 0.0079857 | Submitted vide Distribution True-up petition for 2nd control Period as Annexure-I | Submitted vide Distribution True-up petition for 2nd control Period as Annexure-I
3870 | Fixing of Meters on SMC Board with Acces | MAHABOOBNAGAR | 31.01.2012 | 0.0079857 | Submitted vide Distribution True-up petition for 2nd control Period as Annexure-I | Submitted vide Distribution True-up petition for 2nd control Period as Annexure-I
3871 | Fixing of Meters on SMC Board with Acces | MAHABOOBNAGAR | 31.01.2012 | 0.0079857 | Submitted vide Distribution True-up petition for 2nd control Period as Annexure-I | Submitted vide Distribution True-up petition for 2nd control Period as Annexure-I
3872 | Fixing of Meters on SMC Board with Acces | MAHABOOBNAGAR | 31.01.2012 | 0.0079857 | Submitted vide Distribution True-up petition for 2nd control Period as Annexure-I | Submitted vide Distribution True-up petition for 2nd control Period as Annexure-I
3873 | Fixing of Meters on SMC Board with Acces | MAHABOOBNAGAR | 31.01.2012 | 0.0079857 | Submitted vide Distribution True-up petition for 2nd control Period as Annexure-I | Submitted vide Distribution True-up petition for 2nd control Period as Annexure-I
3874 | Fixing of Meters on SMC Board with Acces | MAHABOOBNAGAR | 31.01.2012 | 0.0079857 | Submitted vide Distribution True-up petition for 2nd control Period as Annexure-I | Submitted vide Distribution True-up petition for 2nd control Period as Annexure-I
3875 | Fixing of Meters on SMC Board with Acces | MAHABOOBNAGAR | 31.03.2012 | 0.0026617 | Submitted vide Distribution True-up petition for 2nd control Period as Annexure-I | Submitted vide Distribution True-up petition for 2nd control Period as Annexure-I
3876 | Fixing of Meters on SMC Board with Acces | MAHABOOBNAGAR | 31.03.2012 | 0.0079857 | Submitted vide Distribution True-up petition for 2nd control Period as Annexure-I | Submitted vide Distribution True-up petition for 2nd control Period as Annexure-I
3877 | Fixing of Meters on SMC Board with Acces | MAHABOOBNAGAR | 30.03.2012 | 0.0079857 | Submitted vide Distribution True-up petition for 2nd control Period as Annexure-I | Submitted vide Distribution True-up petition for 2nd control Period as Annexure-I
3878 | Estimate for erection of 1x15KVA for Ele | MAHABOOBNAGAR | 20.03.2012 | 0.012722 | Submitted vide Distribution True-up petition for 2nd control Period as Annexure-I | Submitted vide Distribution True-up petition for 2nd control Period as Annexure-I
3879 | Estimate for erection of 1x15KVA for Ele | MAHABOOBNAGAR | 20.03.2012 | 0.016437 | Submitted vide Distribution True-up petition for 2nd control Period as Annexure-I | Submitted vide Distribution True-up petition for 2nd control Period as Annexure-I
3880 | Estimate for Providing and Fixing of SMC | MAHABOOBNAGAR | 02.06.2011 | 0.0079857 | Submitted vide Distribution True-up petition for 2nd control Period as Annexure-I | Submitted vide Distribution True-up petition for 2nd control Period as Annexure-I
3881 | Estimate for Providing and Fixing of SMC | MAHABOOBNAGAR | 28.01.2012 | 0.0079857 | Submitted vide Distribution True-up petition for 2nd control Period as Annexure-I | Submitted vide Distribution True-up petition for 2nd control Period as Annexure-I
3882 | Estimate for Providing and Fixing of SMC | MAHABOOBNAGAR | 28.01.2012 | 0.0079857 | Submitted vide Distribution True-up petition for 2nd control Period as Annexure-I | Submitted vide Distribution True-up petition for 2nd control Period as Annexure-I
3883 | Estimate for Providing and Fixing of SMC | MAHABOOBNAGAR | 28.01.2012 | 0.0079857 | Submitted vide Distribution True-up petition for 2nd control Period as Annexure-I | Submitted vide Distribution True-up petition for 2nd control Period as Annexure-I
3884 | Estimate for Providing and Fixing of SMC | MAHABOOBNAGAR | 02.06.2011 | 0.0067878 | Submitted vide Distribution True-up petition for 2nd control Period as Annexure-I | Submitted vide Distribution True-up petition for 2nd control Period as Annexure-I
3885 | Estimate for Providing and Fixing of SMC | MAHABOOBNAGAR | 01.01.2012 | 0.0079857 | Submitted vide Distribution True-up petition for 2nd control Period as Annexure-I | Submitted vide Distribution True-up petition for 2nd control Period as Annexure-I
3886 | Estimate for Providing and Fixing of SMC | MAHABOOBNAGAR | 02.06.2011 | 0.0079857 | Submitted vide Distribution True-up petition for 2nd control Period as Annexure-I | Submitted vide Distribution True-up petition for 2nd control Period as Annexure-I
3887 | Estimate for Providing and Fixing of SMC | MAHABOOBNAGAR | 02.06.2011 | 0.0079857 | Submitted vide Distribution True-up petition for 2nd control Period as Annexure-I | Submitted vide Distribution True-up petition for 2nd control Period as Annexure-I
3888 | E/S BC colony at Desaipalli | MAHABOOBNAGAR | 29.03.2012 | 0.0093571 | Submitted vide Distribution True-up petition for 2nd control Period as Annexure-I | Submitted vide Distribution True-up petition for 2nd control Period as Annexure-I
3889 | E/S to Electrification of WS colony at | MAHABOOBNAGAR | 10.01.2012 | 0.0046685 | Submitted vide Distribution True-up petition for 2nd control Period as Annexure-I | Submitted vide Distribution True-up petition for 2nd control Period as Annexure-I
3890 | E/S to Electrification of WS colony at | MAHABOOBNAGAR | 10.01.2012 | 0.0054306 | Submitted vide Distribution True-up petition for 2nd control Period as Annexure-I | Submitted vide Distribution True-up petition for 2nd control Period as Annexure-I
3891 | E/S to Electrification of WST colony at | MAHABOOBNAGAR | 29.12.2011 | 0.0054376 | Submitted vide Distribution True-up petition for 2nd control Period as Annexure-I | Submitted vide Distribution True-up petition for 2nd control Period as Annexure-I
3892 | E/S to Electrification of WS colony at | MAHABOOBNAGAR | 10.01.2012 | 0.0030656 | Submitted vide Distribution True-up petition for 2nd control Period as Annexure-I | Submitted vide Distribution True-up petition for 2nd control Period as Annexure-I
3893 | E/S to Electrification of WS colony at | MAHABOOBNAGAR | 10.01.2012 | 0.014364 | Submitted vide Distribution True-up petition for 2nd control Period as Annexure-I | Submitted vide Distribution True-up petition for 2nd control Period as Annexure-I
3894 | E/S to Electrification of WS colony at | MAHABOOBNAGAR | 28.12.2011 | 0.0052285 | Submitted vide Distribution True-up petition for 2nd control Period as Annexure-I | Submitted vide Distribution True-up petition for 2nd control Period as Annexure-I
3895 | E/S to erection of 1 No.15 KVA Addl.DTR | MAHABOOBNAGAR | 11.06.2012 | 0.0070464 | Submitted vide Distribution True-up petition for 2nd control Period as Annexure-I | Submitted vide Distribution True-up petition for 2nd control Period as Annexure-I
3896 | E/S to erection of 1 No.15 KVA Addl.DTR | MAHABOOBNAGAR | 11.06.2012 | 0.0065206 | Submitted vide Distribution True-up petition for 2nd control Period as Annexure-I | Submitted vide Distribution True-up petition for 2nd control Period as Annexure-I
3897 | Estimate for erection of 1 No. 25 KVA Ad | MAHABOOBNAGAR | 11.06.2012 | 0.011124 | Submitted vide Distribution True-up petition for 2nd control Period as Annexure-I | Submitted vide Distribution True-up petition for 2nd control Period as Annexure-I
3898 | Fixing of meters on SMC Board with acces | MAHABOOBNAGAR | 17.02.2012 | 0.017911 | Submitted vide Distribution True-up petition for 2nd control Period as Annexure-I | Submitted vide Distribution True-up petition for 2nd control Period as Annexure-I
3899 | Fixing of Meters on SMC Board with Acces | MAHABOOBNAGAR | 01.08.2011 | 0.0056262 | Submitted vide Distribution True-up petition for 2nd control Period as Annexure-I | Submitted vide Distribution True-up petition for 2nd control Period as Annexure-I
3900 | Fixing of Meters on SMC Board with Acces | MAHABOOBNAGAR | 02.08.2011 | 0.0075017 | Submitted vide Distribution True-up petition for 2nd control Period as Annexure-I | Submitted vide Distribution True-up petition for 2nd control Period as Annexure-I
3901 | Fixing of Meters on SMC Board with Acces | MAHABOOBNAGAR | 31.03.2012 | 0.0079857 | Submitted vide Distribution True-up petition for 2nd control Period as Annexure-I | Submitted vide Distribution True-up petition for 2nd control Period as Annexure-I
3902 | Extension of HT supply at 33KV level wi | MAHABOOBNAGAR | 29.06.2011 | 0.0053517 | Submitted vide Distribution True-up petition for 2nd control Period as Annexure-I | Submitted vide Distribution True-up petition for 2nd control Period as Annexure-I
3903 | The praposel for fixing of 1-Phase meter | MAHABOOBNAGAR | 17.02.2012 | 0.0079857 | Submitted vide Distribution True-up petition for 2nd control Period as Annexure-I | Submitted vide Distribution True-up petition for 2nd control Period as Annexure-I
3904 | Fixing of meters on SMC Board with acces | MAHABOOBNAGAR | 31.03.2012 | 0.0066543 | Submitted vide Distribution True-up petition for 2nd control Period as Annexure-I | Submitted vide Distribution True-up petition for 2nd control Period as Annexure-I
3905 | Providing of 33 KV XLPE UG Cable for tak | MAHABOOBNAGAR | 08.06.2012 | 0.072438 | Submitted vide Distribution True-up petition for 2nd control Period as Annexure-I | Submitted vide Distribution True-up petition for 2nd control Period as Annexure-I
3906 | Estimate for Laying of LT AB cable for e | MAHABOOBNAGAR | 13.01.2012 | 0.012387 | Submitted vide Distribution True-up petition for 2nd control Period as Annexure-I | Submitted vide Distribution True-up petition for 2nd control Period as Annexure-I
3907 | Electrification of Kothur Thanda at Koth | MAHABOOBNAGAR | 02.09.2011 | 0.0032648 | Submitted vide Distribution True-up petition for 2nd control Period as Annexure-I | Submitted vide Distribution True-up petition for 2nd control Period as Annexure-I
3908 | Electrification of Kodicharla SC colony | MAHABOOBNAGAR | 02.09.2011 | 0.0048987 | Submitted vide Distribution True-up petition for 2nd control Period as Annexure-I | Submitted vide Distribution True-up petition for 2nd control Period as Annexure-I
3909 | Electrification of SC <(>&<)>BC Colony | MAHABOOBNAGAR | 02.09.2011 | 0.0038933 | Submitted vide Distribution True-up petition for 2nd control Period as Annexure-I | Submitted vide Distribution True-up petition for 2nd control Period as Annexure-I
3910 | Extension of supply for electrification | MAHABOOBNAGAR | 08.08.2011 | 0.0042334 | Submitted vide Distribution True-up petition for 2nd control Period as Annexure-I | Submitted vide Distribution True-up petition for 2nd control Period as Annexure-I
3911 | Estimate for extension to 2 No each 5HP | MAHABOOBNAGAR | 20.03.2012 | 0.0028726 | Submitted vide Distribution True-up petition for 2nd control Period as Annexure-I | Submitted vide Distribution True-up petition for 2nd control Period as Annexure-I
3912 | Estimate for Electrification of Muslim C | MAHABOOBNAGAR | 26.08.2011 | 0.014897 | Submitted vide Distribution True-up petition for 2nd control Period as Annexure-I | Submitted vide Distribution True-up petition for 2nd control Period as Annexure-I
3913 | Const of CR At Peddadagada in Wepanagand | MAHABOOBNAGAR | 06.06.2012 | 0.053766 | Submitted vide Distribution True-up petition for 2nd control Period as Annexure-I | Submitted vide Distribution True-up petition for 2nd control Period as Annexure-I
3914 | Working estimate for providing of out bo | MAHABOOBNAGAR | 05.08.2011 | 0.062098 | Submitted vide Distribution True-up petition for 2nd control Period as Annexure-I | Submitted vide Distribution True-up petition for 2nd control Period as Annexure-I
3915 | Genaral :- Erection of 1no 25kva DTR fo | MAHABOOBNAGAR | 15.02.2012 | 0.013866 | Submitted vide Distribution True-up petition for 2nd control Period as Annexure-I | Submitted vide Distribution True-up petition for 2nd control Period as Annexure-I
3916 | Estimate for Erection of 15KVA S-Ph DTR | MAHABOOBNAGAR | 22.02.2012 | 0.0054073 | Submitted vide Distribution True-up petition for 2nd control Period as Annexure-I | Submitted vide Distribution True-up petition for 2nd control Period as Annexure-I
3917 | Estimate for 15 KVA S-Ph DTR to electrif | MAHABOOBNAGAR | 22.02.2012 | 0.0023393 | Submitted vide Distribution True-up petition for 2nd control Period as Annexure-I | Submitted vide Distribution True-up petition for 2nd control Period as Annexure-I
3918 | Estimate for erection of 1x15KVA for Ele | MAHABOOBNAGAR | 20.03.2012 | 0.013651 | Submitted vide Distribution True-up petition for 2nd control Period as Annexure-I | Submitted vide Distribution True-up petition for 2nd control Period as Annexure-I
3919 | 25 KVA Addl DTR On SS-X Parpally | MAHABOOBNAGAR | 11.06.2012 | 0.010725 | Submitted vide Distribution True-up petition for 2nd control Period as Annexure-I | Submitted vide Distribution True-up petition for 2nd control Period as Annexure-I
3920 | 1 No. 5 H.P. New AGL service | MAHABOOBNAGAR | 03.06.2011 | 0.0015305 | Submitted vide Distribution True-up petition for 2nd control Period as Annexure-I | Submitted vide Distribution True-up petition for 2nd control Period as Annexure-I
3921 | NARVA-NAGIREDDYPALLY-WSC-COLONY | MAHABOOBNAGAR | 31.03.2012 | 0.015492 | Submitted vide Distribution True-up petition for 2nd control Period as Annexure-I | Submitted vide Distribution True-up petition for 2nd control Period as Annexure-I
3922 | Extension of supply for electrification | MAHABOOBNAGAR | 08.08.2011 | 0.0070688 | Submitted vide Distribution True-up petition for 2nd control Period as Annexure-I | Submitted vide Distribution True-up petition for 2nd control Period as Annexure-I
3923 | Estimate for Extension of supply to 1No | MAHABOOBNAGAR | 12.08.2011 | 0.09374 | Submitted vide Distribution True-up petition for 2nd control Period as Annexure-I | Submitted vide Distribution True-up petition for 2nd control Period as Annexure-I
3924 | DVK-VARNA-RGGVY-WSC-COLONY | MAHABOOBNAGAR | 28.03.2012 | 0.011408 | Submitted vide Distribution True-up petition for 2nd control Period as Annexure-I | Submitted vide Distribution True-up petition for 2nd control Period as Annexure-I
3925 | Estimate for an addl CMD of 100 KVA in | MAHABOOBNAGAR | 26.07.2011 | 0.00308 | Submitted vide Distribution True-up petition for 2nd control Period as Annexure-I | Submitted vide Distribution True-up petition for 2nd control Period as Annexure-I
3926 | Extension of Supply to 1No 74 HP Industr | MAHABOOBNAGAR | 28.05.2011 | 0.051837 | Submitted vide Distribution True-up petition for 2nd control Period as Annexure-I | Submitted vide Distribution True-up petition for 2nd control Period as Annexure-I
3927 | 1 No. AGL 25 KVA DTR at Oblaipally(V). | MAHABOOBNAGAR | 10.01.2012 | 0.011283 | Submitted vide Distribution True-up petition for 2nd control Period as Annexure-I | Submitted vide Distribution True-up petition for 2nd control Period as Annexure-I
3928 | SHARP INTERNATIONAL PRODUCT PVT LTD | MAHABOOBNAGAR | 31.12.2011 | 0.037202 | Submitted vide Distribution True-up petition for 2nd control Period as Annexure-I | Submitted vide Distribution True-up petition for 2nd control Period as Annexure-I
3929 | Estimate proposal for Fixing of meter on | MAHABOOBNAGAR | 05.01.2012 | 0.002795 | Submitted vide Distribution True-up petition for 2nd control Period as Annexure-I | Submitted vide Distribution True-up petition for 2nd control Period as Annexure-I
3930 | Estimate proposal for Fixing of meter on | MAHABOOBNAGAR | 10.01.2012 | 0.0079857 | Submitted vide Distribution True-up petition for 2nd control Period as Annexure-I | Submitted vide Distribution True-up petition for 2nd control Period as Annexure-I
3931 | Estimate proposal for Fixing of meter on | MAHABOOBNAGAR | 10.01.2012 | 0.0079857 | Submitted vide Distribution True-up petition for 2nd control Period as Annexure-I | Submitted vide Distribution True-up petition for 2nd control Period as Annexure-I
3932 | Estimate proposal for Fixing of meter on | MAHABOOBNAGAR | 10.01.2012 | 0.0079857 | Submitted vide Distribution True-up petition for 2nd control Period as Annexure-I | Submitted vide Distribution True-up petition for 2nd control Period as Annexure-I
3933 | Extension of Supply to M/s. Scan Energy | MAHABOOBNAGAR | 09.01.2012 | 1.5572 | Submitted vide Distribution True-up petition for 2nd control Period as Annexure-I | Submitted vide Distribution True-up petition for 2nd control Period as Annexure-I
3934 | Extension of supply to 50Nos. Domestic s | MAHABOOBNAGAR | 16.01.2012 | 0.043487 | Submitted vide Distribution True-up petition for 2nd control Period as Annexure-I | Submitted vide Distribution True-up petition for 2nd control Period as Annexure-I
3935 | Erection 1 no. 25KVA DTR at Linganvai(V) | MAHABOOBNAGAR | 27.06.2011 | 0.00071703 | Submitted vide Distribution True-up petition for 2nd control Period as Annexure-I | Submitted vide Distribution True-up petition for 2nd control Period as Annexure-I
3936 | E/s Proposal for Erection of 1 Nos 25 KV | MAHABOOBNAGAR | 31.03.2012 | 0.020699 | Submitted vide Distribution True-up petition for 2nd control Period as Annexure-I | Submitted vide Distribution True-up petition for 2nd control Period as Annexure-I
3937 | Estimate proposal for replacement of 15 | MAHABOOBNAGAR | 06.06.2012 | 0.016498 | Submitted vide Distribution True-up petition for 2nd control Period as Annexure-I | Submitted vide Distribution True-up petition for 2nd control Period as Annexure-I
3938 | Replacement of 3-ph Current Meters with | MAHABOOBNAGAR | 06.06.2012 | 0.013302 | Submitted vide Distribution True-up petition for 2nd control Period as Annexure-I | Submitted vide Distribution True-up petition for 2nd control Period as Annexure-I
3939 | Replacement of 3-ph Current Meters with | MAHABOOBNAGAR | 06.06.2012 | 0.015492 | Submitted vide Distribution True-up petition for 2nd control Period as Annexure-I | Submitted vide Distribution True-up petition for 2nd control Period as Annexure-I
3940 | Replacement of 3-ph Current Meters with | MAHABOOBNAGAR | 06.06.2012 | 0.027866 | Submitted vide Distribution True-up petition for 2nd control Period as Annexure-I | Submitted vide Distribution True-up petition for 2nd control Period as Annexure-I
3941 | 25 KVA Nawabpet SS-V | MAHABOOBNAGAR | 11.06.2012 | 0.012477 | Submitted vide Distribution True-up petition for 2nd control Period as Annexure-I | Submitted vide Distribution True-up petition for 2nd control Period as Annexure-I
3942 | Renovation of earth pit and providing be | MAHABOOBNAGAR | 08.06.2012 | 0.0038717 | Submitted vide Distribution True-up petition for 2nd control Period as Annexure-I | Submitted vide Distribution True-up petition for 2nd control Period as Annexure-I
3943 | Renovation of earth mat and Renovation o | MAHABOOBNAGAR | 08.06.2012 | 0.0092493 | Submitted vide Distribution True-up petition for 2nd control Period as Annexure-I | Submitted vide Distribution True-up petition for 2nd control Period as Annexure-I
3944 | Trivector meter at KOsgi. | MAHABOOBNAGAR | 06.06.2012 | 0.0030044 | Submitted vide Distribution True-up petition for 2nd control Period as Annexure-I | Submitted vide Distribution True-up petition for 2nd control Period as Annexure-I
3945 | Trivector meter at Doultabad. | MAHABOOBNAGAR | 27.11.2012 | 0.0035535 | Submitted vide Distribution True-up petition for 2nd control Period as Annexure-I | Submitted vide Distribution True-up petition for 2nd control Period as Annexure-I
3946 | Estimate for Erection of 2 No. 25 KVA Ad | MAHABOOBNAGAR | 11.06.2012 | 0.02057 | Submitted vide Distribution True-up petition for 2nd control Period as Annexure-I | Submitted vide Distribution True-up petition for 2nd control Period as Annexure-I
3947 | Estimate for Erection of 2 No. 25 KVA Ad | MAHABOOBNAGAR | 11.06.2012 | 0.020569 | Submitted vide Distribution True-up petition for 2nd control Period as Annexure-I | Submitted vide Distribution True-up petition for 2nd control Period as Annexure-I
3948 | Conv of LVDS into HVDS on 11 KV Marchala | MAHABOOBNAGAR | 05.06.2011 | 0.11277 | Submitted vide Distribution True-up petition for 2nd control Period as Annexure-I | Submitted vide Distribution True-up petition for 2nd control Period as Annexure-I
3949 | E/s to 1 No. 74 HP Industrial load to M/ | MAHABOOBNAGAR | 27.07.2011 | 0.06565 | Submitted vide Distribution True-up petition for 2nd control Period as Annexure-I | Submitted vide Distribution True-up petition for 2nd control Period as Annexure-I
3950 | Estimate for extension of supply to 1 No | MAHABOOBNAGAR | 27.07.2011 | 0.062956 | Submitted vide Distribution True-up petition for 2nd control Period as Annexure-I | Submitted vide Distribution True-up petition for 2nd control Period as Annexure-I
3951 | Extension of HT supply to M/s.SUJATHA F | MAHABOOBNAGAR | 27.07.2011 | 0.018126 | Submitted vide Distribution True-up petition for 2nd control Period as Annexure-I | Submitted vide Distribution True-up petition for 2nd control Period as Annexure-I
3952 | Extension of supply to 1 No 49 HP indust | MAHABOOBNAGAR | 07.09.2011 | 0.024463 | Submitted vide Distribution True-up petition for 2nd control Period as Annexure-I | Submitted vide Distribution True-up petition for 2nd control Period as Annexure-I
3953 | Extension of Supply to M/s. Sri Chimma | MAHABOOBNAGAR | 23.12.2011 | 0.014573 | Submitted vide Distribution True-up petition for 2nd control Period as Annexure-I | Submitted vide Distribution True-up petition for 2nd control Period as Annexure-I
3954 | Report to Accompany the estimate | MAHABOOBNAGAR | 11.06.2012 | 0.0014962 | Submitted vide Distribution True-up petition for 2nd control Period as Annexure-I | Submitted vide Distribution True-up petition for 2nd control Period as Annexure-I
3955 | Erection of 1No 25KVA DTR for releasing | MAHABOOBNAGAR | 18.07.2011 | 0.0082775 | Submitted vide Distribution True-up petition for 2nd control Period as Annexure-I | Submitted vide Distribution True-up petition for 2nd control Period as Annexure-I
3956 | Erection of 1No 25KVA DTR for releasing | MAHABOOBNAGAR | 18.07.2011 | 0.0099633 | Submitted vide Distribution True-up petition for 2nd control Period as Annexure-I | Submitted vide Distribution True-up petition for 2nd control Period as Annexure-I
3957 | The Praposel for envisages for erection | MAHABOOBNAGAR | 18.07.2011 | 0.008806 | Submitted vide Distribution True-up petition for 2nd control Period as Annexure-I | Submitted vide Distribution True-up petition for 2nd control Period as Annexure-I
3958 | E/S For Erection of 25 KVA DTR to releas | MAHABOOBNAGAR | 11.01.2012 | 0.0097777 | Submitted vide Distribution True-up petition for 2nd control Period as Annexure-I | Submitted vide Distribution True-up petition for 2nd control Period as Annexure-I
3959 | Extension of Supply to 1No 20HP Industri | MAHABOOBNAGAR | 24.12.2011 | 0.019089 | Submitted vide Distribution True-up petition for 2nd control Period as Annexure-I | Submitted vide Distribution True-up petition for 2nd control Period as Annexure-I
3960 | Erection of 1No Addl.25 KVA DTR to relie | MAHABOOBNAGAR | 08.06.2012 | 0.0085885 | Submitted vide Distribution True-up petition for 2nd control Period as Annexure-I | Submitted vide Distribution True-up petition for 2nd control Period as Annexure-I
3961 | ERECTION of | MAHABOOBNAGAR | 06.06.2012 | 0.009415 | Submitted vide Distribution True-up petition for 2nd control Period as Annexure-I | Submitted vide Distribution True-up petition for 2nd control Period as Annexure-I
3962 | Estimate for providing of 1No.HT Trivect | MAHABOOBNAGAR | 06.01.2012 | 0.0013028 | Submitted vide Distribution True-up petition for 2nd control Period as Annexure-I | Submitted vide Distribution True-up petition for 2nd control Period as Annexure-I
3963 | Estimate for providing of 1No.another HT | MAHABOOBNAGAR | 06.01.2012 | 0.0013028 | Submitted vide Distribution True-up petition for 2nd control Period as Annexure-I | Submitted vide Distribution True-up petition for 2nd control Period as Annexure-I
3964 | Extension of supply to M/s G.G.Tyres and | MAHABOOBNAGAR | 26.07.2011 | 0.0028919 | Submitted vide Distribution True-up petition for 2nd control Period as Annexure-I | Submitted vide Distribution True-up petition for 2nd control Period as Annexure-I
3965 | Estimate for erection of 16 KV DTR for r | MAHABOOBNAGAR | 05.08.2011 | 0.0093043 | Submitted vide Distribution True-up petition for 2nd control Period as Annexure-I | Submitted vide Distribution True-up petition for 2nd control Period as Annexure-I
3966 | Erection of 1no 15KVA 1-Ph Addl.DTR on S | MAHABOOBNAGAR | 08.06.2012 | 0.0056507 | Submitted vide Distribution True-up petition for 2nd control Period as Annexure-I | Submitted vide Distribution True-up petition for 2nd control Period as Annexure-I
3967 | Estimate for E/S to 3x5HP AGL loads at Z | MAHABOOBNAGAR | 30.05.2011 | 0.0087491 | Submitted vide Distribution True-up petition for 2nd control Period as Annexure-I | Submitted vide Distribution True-up petition for 2nd control Period as Annexure-I
3968 | Extension of Supply to 1No 74HP Industri | MAHABOOBNAGAR | 28.12.2011 | 0.02671 | Submitted vide Distribution True-up petition for 2nd control Period as Annexure-I | Submitted vide Distribution True-up petition for 2nd control Period as Annexure-I
3969 | Enhc.PTR-2x3.15to2x5.0MVA-RaikalSS-MBNR | MAHABOOBNAGAR | 08.06.2012 | 0.58259 | Submitted vide Distribution True-up petition for 2nd control Period as Annexure-I | Submitted vide Distribution True-up petition for 2nd control Period as Annexure-I
3970 | Enhc.ptr-3.15to5MVA-Marchala SS in MBNR | MAHABOOBNAGAR | 08.06.2012 | 0.29129 | Submitted vide Distribution True-up petition for 2nd control Period as Annexure-I | Submitted vide Distribution True-up petition for 2nd control Period as Annexure-I
3971 | E/s for erectin of 01 no 25KVA DTR to re | MAHABOOBNAGAR | 20.11.2012 | 0.01231 | Submitted vide Distribution True-up petition for 2nd control Period as Annexure-I | Submitted vide Distribution True-up petition for 2nd control Period as Annexure-I
3972 | Detailed Estimate for making 10No's span | MAHABOOBNAGAR | 11.06.2012 | 0.0051422 | Submitted vide Distribution True-up petition for 2nd control Period as Annexure-I | Submitted vide Distribution True-up petition for 2nd control Period as Annexure-I
3973 | Detailed estimate for conversion of SPh | MAHABOOBNAGAR | 11.06.2012 | 0.0037091 | Submitted vide Distribution True-up petition for 2nd control Period as Annexure-I | Submitted vide Distribution True-up petition for 2nd control Period as Annexure-I
3974 | Estimate to extension of HT supply to M/ | MAHABOOBNAGAR | 13.01.2012 | 0.018569 | Submitted vide Distribution True-up petition for 2nd control Period as Annexure-I | Submitted vide Distribution True-up petition for 2nd control Period as Annexure-I
3975 | E/s proposal for extension of supply to | MAHABOOBNAGAR | 20.11.2012 | 0.0067153 | Submitted vide Distribution True-up petition for 2nd control Period as Annexure-I | Submitted vide Distribution True-up petition for 2nd control Period as Annexure-I
3976 | E/s proposal for Erection of 1NO 25KVA D | MAHABOOBNAGAR | 20.11.2012 | 0.0096066 | Submitted vide Distribution True-up petition for 2nd control Period as Annexure-I | Submitted vide Distribution True-up petition for 2nd control Period as Annexure-I
3977 | Detailed Estimate for E/s to 1 No. 35 KW | MAHABOOBNAGAR | 08.02.2012 | 0.022334 | Submitted vide Distribution True-up petition for 2nd control Period as Annexure-I | Submitted vide Distribution True-up petition for 2nd control Period as Annexure-I
3978 | E/S for Enahancement of 63 KVA DTR to to | MAHABOOBNAGAR | 11.06.2012 | 0.012085 | Submitted vide Distribution True-up petition for 2nd control Period as Annexure-I | Submitted vide Distribution True-up petition for 2nd control Period as Annexure-I
3979 | Eetension of HT supply to M/s. VENKATE | MAHABOOBNAGAR | 31.12.2011 | 0.035302 | Submitted vide Distribution True-up petition for 2nd control Period as Annexure-I | Submitted vide Distribution True-up petition for 2nd control Period as Annexure-I
3980 | Estimate for Extention of supply to 1 N | MAHABOOBNAGAR | 27.05.2011 | 0.012673 | Submitted vide Distribution True-up petition for 2nd control Period as Annexure-I | Submitted vide Distribution True-up petition for 2nd control Period as Annexure-I
3981 | Extension of Supply for Addl. CMD of 160 | MAHABOOBNAGAR | 06.09.2011 | 0.004128 | Submitted vide Distribution True-up petition for 2nd control Period as Annexure-I | Submitted vide Distribution True-up petition for 2nd control Period as Annexure-I
3982 | E/s for Electrification of colony under | MAHABOOBNAGAR | 20.11.2012 | 0.0044006 | Submitted vide Distribution True-up petition for 2nd control Period as Annexure-I | Submitted vide Distribution True-up petition for 2nd control Period as Annexure-I
3983 | Erection of 1 No.100KVA Addl.DTR for giv | MAHABOOBNAGAR | 11.06.2012 | 0.016523 | Submitted vide Distribution True-up petition for 2nd control Period as Annexure-I | Submitted vide Distribution True-up petition for 2nd control Period as Annexure-I
3984 | Erection of LT intermediate poles at var | MAHABOOBNAGAR | 08.06.2012 | 0.0063872 | Submitted vide Distribution True-up petition for 2nd control Period as Annexure-I | Submitted vide Distribution True-up petition for 2nd control Period as Annexure-I
3985 | Fixing of meter on SMC Boards with acces | MAHABOOBNAGAR | 21.03.2012 | 0.0082936 | Submitted vide Distribution True-up petition for 2nd control Period as Annexure-I | Submitted vide Distribution True-up petition for 2nd control Period as Annexure-I
3986 | Erection of 1no 25KVA DTR for releasing | MAHABOOBNAGAR | 05.08.2011 | 0.00908 | Submitted vide Distribution True-up petition for 2nd control Period as Annexure-I | Submitted vide Distribution True-up petition for 2nd control Period as Annexure-I
3987 | Erection of 1no 25KVA DTR for releasing | MAHABOOBNAGAR | 05.08.2011 | 0.011977 | Submitted vide Distribution True-up petition for 2nd control Period as Annexure-I | Submitted vide Distribution True-up petition for 2nd control Period as Annexure-I
3988 | Erection of 1no 25KVA DTR for releasing | MAHABOOBNAGAR | 05.08.2011 | 0.015921 | Submitted vide Distribution True-up petition for 2nd control Period as Annexure-I | Submitted vide Distribution True-up petition for 2nd control Period as Annexure-I
3989 | Estimate for Electrification of Weaker s | MAHABOOBNAGAR | 27.01.2012 | 0.012048 | Submitted vide Distribution True-up petition for 2nd control Period as Annexure-I | Submitted vide Distribution True-up petition for 2nd control Period as Annexure-I
3990 | Estimate proposal for Fixing of meter on | MAHABOOBNAGAR | 15.11.2011 | 0.008 | Submitted vide Distribution True-up petition for 2nd control Period as Annexure-I | Submitted vide Distribution True-up petition for 2nd control Period as Annexure-I
3991 | Estimate proposal for Fixing of meter on | MAHABOOBNAGAR | 26.11.2011 | 0.008 | Submitted vide Distribution True-up petition for 2nd control Period as Annexure-I | Submitted vide Distribution True-up petition for 2nd control Period as Annexure-I
3992 | Estimate proposal for Fixing of meter on | MAHABOOBNAGAR | 15.11.2011 | 0.008 | Submitted vide Distribution True-up petition for 2nd control Period as Annexure-I | Submitted vide Distribution True-up petition for 2nd control Period as Annexure-I
3993 | Estimate proposal for Fixing of meter on | MAHABOOBNAGAR | 16.11.2011 | 0.0059893 | Submitted vide Distribution True-up petition for 2nd control Period as Annexure-I | Submitted vide Distribution True-up petition for 2nd control Period as Annexure-I
3994 | Estimate for Electrification of Weaker s | MAHABOOBNAGAR | 27.01.2012 | 0.015447 | Submitted vide Distribution True-up petition for 2nd control Period as Annexure-I | Submitted vide Distribution True-up petition for 2nd control Period as Annexure-I
3995 | 25 KVA Addl.DTR on SS-II pulponipally | MAHABOOBNAGAR | 11.06.2012 | 0.010954 | Submitted vide Distribution True-up petition for 2nd control Period as Annexure-I | Submitted vide Distribution True-up petition for 2nd control Period as Annexure-I
3996 | 16 KVA 3 Ph DTR on SS-I at Venkatapur(V) | MAHABOOBNAGAR | 11.06.2012 | 0.010556 | Submitted vide Distribution True-up petition for 2nd control Period as Annexure-I | Submitted vide Distribution True-up petition for 2nd control Period as Annexure-I
3997 | 16 KVA DTR on SS-XXII at Pothanpally (V) | MAHABOOBNAGAR | 11.06.2012 | 0.01467 | Submitted vide Distribution True-up petition for 2nd control Period as Annexure-I | Submitted vide Distribution True-up petition for 2nd control Period as Annexure-I
3998 | The praposel envisages for erection of 1 | MAHABOOBNAGAR | 11.06.2012 | 0.019111 | Submitted vide Distribution True-up petition for 2nd control Period as Annexure-I | Submitted vide Distribution True-up petition for 2nd control Period as Annexure-I
3999 | Estimate for erection of 1X25KVA addl DT | MAHABOOBNAGAR | 11.06.2012 | 0.010817 | Submitted vide Distribution True-up petition for 2nd control Period as Annexure-I | Submitted vide Distribution True-up petition for 2nd control Period as Annexure-I
4000 | Estimate for Erection of 1 No. 25 KVA Ad | MAHABOOBNAGAR | 11.06.2012 | 0.0097426 | Submitted vide Distribution True-up petition for 2nd control Period as Annexure-I | Submitted vide Distribution True-up petition for 2nd control Period as Annexure-I
4001 | Addl 25KVA DTR at Hasnabad village Kodan | MAHABOOBNAGAR | 11.06.2012 | 0.014044 | Submitted vide Distribution True-up petition for 2nd control Period as Annexure-I | Submitted vide Distribution True-up petition for 2nd control Period as Annexure-I
4002 | 25 Addl.DTR KVA on SS VI at Tankara(V). | MAHABOOBNAGAR | 11.06.2012 | 0.0076649 | Submitted vide Distribution True-up petition for 2nd control Period as Annexure-I | Submitted vide Distribution True-up petition for 2nd control Period as Annexure-I
4003 | E/S to Electrification of WS & SC colo | MAHABOOBNAGAR | 20.03.2012 | 0.020109 | Submitted vide Distribution True-up petition for 2nd control Period as Annexure-I | Submitted vide Distribution True-up petition for 2nd control Period as Annexure-I
4004 | Conv of LVDS into HVDS on 11 KV Kotra Fe | MAHABOOBNAGAR | 04.06.2011 | 0.17703 | Submitted vide Distribution True-up petition for 2nd control Period as Annexure-I | Submitted vide Distribution True-up petition for 2nd control Period as Annexure-I
4005 | Conv of LVDS into HVDS on 11 KV Jupally | MAHABOOBNAGAR | 04.06.2011 | 0.16146 | Submitted vide Distribution True-up petition for 2nd control Period as Annexure-I | Submitted vide Distribution True-up petition for 2nd control Period as Annexure-I
4006 | Conv of LVDS into HVDS on 11 KV Kondared | MAHABOOBNAGAR | 05.06.2011 | 0.14371 | Submitted vide Distribution True-up petition for 2nd control Period as Annexure-I | Submitted vide Distribution True-up petition for 2nd control Period as Annexure-I
4007 | Conv of LVDS into HVDS on 11 KV Kondared | MAHABOOBNAGAR | 04.06.2011 | 0.071314 | Submitted vide Distribution True-up petition for 2nd control Period as Annexure-I | Submitted vide Distribution True-up petition for 2nd control Period as Annexure-I
4008 | Conv of LVDS into HVDS on 11 KV Kondared | MAHABOOBNAGAR | 04.06.2011 | 0.10435 | Submitted vide Distribution True-up petition for 2nd control Period as Annexure-I | Submitted vide Distribution True-up petition for 2nd control Period as Annexure-I
4009 | Conv of LVDS into HVDS on 11 KV Kotra Fe | MAHABOOBNAGAR | 04.06.2011 | 0.11969 | Submitted vide Distribution True-up petition for 2nd control Period as Annexure-I | Submitted vide Distribution True-up petition for 2nd control Period as Annexure-I
4010 | Conv of LVDS into HVDS on 11 KV Kotra Fe | MAHABOOBNAGAR | 05.06.2011 | 0.084027 | Submitted vide Distribution True-up petition for 2nd control Period as Annexure-I | Submitted vide Distribution True-up petition for 2nd control Period as Annexure-I
4011 | Conv of LVDS into HVDS on 11 KV Kotra Fe | MAHABOOBNAGAR | 05.06.2011 | 0.10644 | Submitted vide Distribution True-up petition for 2nd control Period as Annexure-I | Submitted vide Distribution True-up petition for 2nd control Period as Annexure-I
4012 | Conv of LVDS into HVDS on 11 KV Pothepal | MAHABOOBNAGAR | 04.06.2011 | 0.14303 | Submitted vide Distribution True-up petition for 2nd control Period as Annexure-I | Submitted vide Distribution True-up petition for 2nd control Period as Annexure-I
4013 | Conv of LVDS into HVDS on 11 KV Jupally | MAHABOOBNAGAR | 04.06.2011 | 0.14859 | Submitted vide Distribution True-up petition for 2nd control Period as Annexure-I | Submitted vide Distribution True-up petition for 2nd control Period as Annexure-I
4014 | AGL 25 KVA DTR Gundyal (V). | MAHABOOBNAGAR | 19.11.2011 | 0.0096827 | Submitted vide Distribution True-up petition for 2nd control Period as Annexure-I | Submitted vide Distribution True-up petition for 2nd control Period as Annexure-I
4015 | Conv of LVDS into HVDS on 11 KV Veldanda | MAHABOOBNAGAR | 04.06.2011 | 0.057126 | Submitted vide Distribution True-up petition for 2nd control Period as Annexure-I | Submitted vide Distribution True-up petition for 2nd control Period as Annexure-I
4016 | Conv of LVDS into HVDS on 11 KV Marchala | MAHABOOBNAGAR | 04.06.2011 | 0.12952 | Submitted vide Distribution True-up petition for 2nd control Period as Annexure-I | Submitted vide Distribution True-up petition for 2nd control Period as Annexure-I
4017 | Conv of LVDS into HVDS on 11 KV Kotra Fe | MAHABOOBNAGAR | 04.06.2011 | 0.16888 | Submitted vide Distribution True-up petition for 2nd control Period as Annexure-I | Submitted vide Distribution True-up petition for 2nd control Period as Annexure-I
4018 | Conv of LVDS into HVDS on 11 KV Jakinalp | MAHABOOBNAGAR | 04.06.2011 | 0.11347 | Submitted vide Distribution True-up petition for 2nd control Period as Annexure-I | Submitted vide Distribution True-up petition for 2nd control Period as Annexure-I
4019 | Conv of LVDS into HVDS on 11 KV Peddapur | MAHABOOBNAGAR | 04.06.2011 | 0.053199 | Submitted vide Distribution True-up petition for 2nd control Period as Annexure-I | Submitted vide Distribution True-up petition for 2nd control Period as Annexure-I
4020 | Conv of LVDS into HVDS on 11 KV Kondared | MAHABOOBNAGAR | 04.06.2011 | 0.10923 | Submitted vide Distribution True-up petition for 2nd control Period as Annexure-I | Submitted vide Distribution True-up petition for 2nd control Period as Annexure-I
4021 | Conv of LVDS into HVDS on 11 KV Kurimidd | MAHABOOBNAGAR | 04.06.2011 | 0.081071 | Submitted vide Distribution True-up petition for 2nd control Period as Annexure-I | Submitted vide Distribution True-up petition for 2nd control Period as Annexure-I
4022 | Conv of LVDS into HVDS on 11 KV Veldanda | MAHABOOBNAGAR | 04.06.2011 | 0.047982 | Submitted vide Distribution True-up petition for 2nd control Period as Annexure-I | Submitted vide Distribution True-up petition for 2nd control Period as Annexure-I
4023 | Conv of LVDS into HVDS on 11 KV Marchala | MAHABOOBNAGAR | 04.06.2011 | 0.12792 | Submitted vide Distribution True-up petition for 2nd control Period as Annexure-I | Submitted vide Distribution True-up petition for 2nd control Period as Annexure-I
4024 | Conv of LVDS into HVDS on 11 KV Peddapoo | MAHABOOBNAGAR | 04.06.2011 | 0.054373 | Submitted vide Distribution True-up petition for 2nd control Period as Annexure-I | Submitted vide Distribution True-up petition for 2nd control Period as Annexure-I
4025 | Conv of LVDS into HVDS on 11 KV Veldanda | MAHABOOBNAGAR | 04.06.2011 | 0.10014 | Submitted vide Distribution True-up petition for 2nd control Period as Annexure-I | Submitted vide Distribution True-up petition for 2nd control Period as Annexure-I
4026 | 3No AGL 25 KVA DTR Hanwada(V). | MAHABOOBNAGAR | 20.11.2011 | 0.011094 | Submitted vide Distribution True-up petition for 2nd control Period as Annexure-I | Submitted vide Distribution True-up petition for 2nd control Period as Annexure-I
4027 | 1 No AGL 25 KVA DTR Hanwada(V). | MAHABOOBNAGAR | 20.11.2011 | 0.011058 | Submitted vide Distribution True-up petition for 2nd control Period as Annexure-I | Submitted vide Distribution True-up petition for 2nd control Period as Annexure-I
4028 | Estimate for erection of electrification | MAHABOOBNAGAR | 15.08.2011 | 0.011966 | Submitted vide Distribution True-up petition for 2nd control Period as Annexure-I | Submitted vide Distribution True-up petition for 2nd control Period as Annexure-I
4029 | E/S to Electrification of WS colony at | MAHABOOBNAGAR | 20.03.2012 | 0.015972 | Submitted vide Distribution True-up petition for 2nd control Period as Annexure-I | Submitted vide Distribution True-up petition for 2nd control Period as Annexure-I
4030 | E/S to Electrification of WS & SC colo | MAHABOOBNAGAR | 21.03.2012 | 0.011181 | Submitted vide Distribution True-up petition for 2nd control Period as Annexure-I | Submitted vide Distribution True-up petition for 2nd control Period as Annexure-I
4031 | Estimate for releasing of 5 KW Non-Domes | MAHABOOBNAGAR | 06.02.2012 | 0.0001737 | Submitted vide Distribution True-up petition for 2nd control Period as Annexure-I | Submitted vide Distribution True-up petition for 2nd control Period as Annexure-I
4032 | Extension of Supply to Additional CMD of | MAHABOOBNAGAR | 14.06.2011 | 0.00308 | Submitted vide Distribution True-up petition for 2nd control Period as Annexure-I | Submitted vide Distribution True-up petition for 2nd control Period as Annexure-I
4033 | E/S For Erection of 1 No 25 KVA DTR To R | MAHABOOBNAGAR | 10.01.2012 | 0.0095967 | Submitted vide Distribution True-up petition for 2nd control Period as Annexure-I | Submitted vide Distribution True-up petition for 2nd control Period as Annexure-I
4034 | E/S For Erection of 1 No 25 KVA DTR To R | MAHABOOBNAGAR | 10.01.2012 | 0.0095687 | Submitted vide Distribution True-up petition for 2nd control Period as Annexure-I | Submitted vide Distribution True-up petition for 2nd control Period as Annexure-I
4035 | Conv of LVDS into HVDS on 11 KV Kondared | MAHABOOBNAGAR | 04.06.2011 | 0.20001 | Submitted vide Distribution True-up petition for 2nd control Period as Annexure-I | Submitted vide Distribution True-up petition for 2nd control Period as Annexure-I
4036 | Conv of LVDS into HVDS on 11 KV Kotra Fe | MAHABOOBNAGAR | 05.06.2011 | 0.17527 | Submitted vide Distribution True-up petition for 2nd control Period as Annexure-I | Submitted vide Distribution True-up petition for 2nd control Period as Annexure-I
4037 | Conv of LVDS into HVDS on 11 KV Veldanda | MAHABOOBNAGAR | 06.06.2011 | 0.12157 | Submitted vide Distribution True-up petition for 2nd control Period as Annexure-I | Submitted vide Distribution True-up petition for 2nd control Period as Annexure-I
4038 | Genaral :- Erection of 1no 25kva DTR for | MAHABOOBNAGAR | 18.02.2012 | 0.016884 | Submitted vide Distribution True-up petition for 2nd control Period as Annexure-I | Submitted vide Distribution True-up petition for 2nd control Period as Annexure-I
4039 | Conv of LVDS into HVDS on 11 KV Jakinalp | MAHABOOBNAGAR | 04.06.2011 | 0.10312 | Submitted vide Distribution True-up petition for 2nd control Period as Annexure-I | Submitted vide Distribution True-up petition for 2nd control Period as Annexure-I
4040 | Estimate for Extension of Supply to 1No | MAHABOOBNAGAR | 28.12.2011 | 0.029656 | Submitted vide Distribution True-up petition for 2nd control Period as Annexure-I | Submitted vide Distribution True-up petition for 2nd control Period as Annexure-I
4041 | E/S to Electrification of WS colony at G | MAHABOOBNAGAR | 20.11.2011 | 0.0024944 | Submitted vide Distribution True-up petition for 2nd control Period as Annexure-I | Submitted vide Distribution True-up petition for 2nd control Period as Annexure-I
4042 | E/S to Electrification of WS colony at B | MAHABOOBNAGAR | 20.11.2011 | 0.0037735 | Submitted vide Distribution True-up petition for 2nd control Period as Annexure-I | Submitted vide Distribution True-up petition for 2nd control Period as Annexure-I
4043 | E/S to Electrification of WS colony at K | MAHABOOBNAGAR | 20.11.2011 | 0.0041693 | Submitted vide Distribution True-up petition for 2nd control Period as Annexure-I | Submitted vide Distribution True-up petition for 2nd control Period as Annexure-I
4044 | E/S to Electrification of WS colony at A | MAHABOOBNAGAR | 20.11.2011 | 0.0034995 | Submitted vide Distribution True-up petition for 2nd control Period as Annexure-I | Submitted vide Distribution True-up petition for 2nd control Period as Annexure-I
4045 | E/S to Electrification of WS colony at D | MAHABOOBNAGAR | 20.11.2011 | 0.0020515 | Submitted vide Distribution True-up petition for 2nd control Period as Annexure-I | Submitted vide Distribution True-up petition for 2nd control Period as Annexure-I
4046 | E/S to Electrification of WS colony at D | MAHABOOBNAGAR | 20.11.2011 | 0.0020718 | Submitted vide Distribution True-up petition for 2nd control Period as Annexure-I | Submitted vide Distribution True-up petition for 2nd control Period as Annexure-I
4047 | E/S to Electrification of WS colony at M | MAHABOOBNAGAR | 20.11.2011 | 0.0040567 | Submitted vide Distribution True-up petition for 2nd control Period as Annexure-I | Submitted vide Distribution True-up petition for 2nd control Period as Annexure-I
4048 | E/S to Electrification of WS colony at V | MAHABOOBNAGAR | 20.11.2011 | 0.0049695 | Submitted vide Distribution True-up petition for 2nd control Period as Annexure-I | Submitted vide Distribution True-up petition for 2nd control Period as Annexure-I
4049 | E/S to Electrification of WS colony at Y | MAHABOOBNAGAR | 20.11.2011 | 0.0034953 | Submitted vide Distribution True-up petition for 2nd control Period as Annexure-I | Submitted vide Distribution True-up petition for 2nd control Period as Annexure-I
4050 | E/S to Electrification of WS colony at H | MAHABOOBNAGAR | 20.11.2011 | 0.0098192 | Submitted vide Distribution True-up petition for 2nd control Period as Annexure-I | Submitted vide Distribution True-up petition for 2nd control Period as Annexure-I
4051 | E/S to Electrification of WS colony at E | MAHABOOBNAGAR | 20.11.2011 | 0.002042 | Submitted vide Distribution True-up petition for 2nd control Period as Annexure-I | Submitted vide Distribution True-up petition for 2nd control Period as Annexure-I
4052 | E/S to Electrification of WS colony at | MAHABOOBNAGAR | 19.11.2011 | 0.0029582 | Submitted vide Distribution True-up petition for 2nd control Period as Annexure-I | Submitted vide Distribution True-up petition for 2nd control Period as Annexure-I
4053 | E/S to Electrification of WS colony at c | MAHABOOBNAGAR | 20.11.2011 | 0.0020447 | Submitted vide Distribution True-up petition for 2nd control Period as Annexure-I | Submitted vide Distribution True-up petition for 2nd control Period as Annexure-I
4054 | E/S to Electrification of WS colony at | MAHABOOBNAGAR | 20.11.2011 | 0.004053 | Submitted vide Distribution True-up petition for 2nd control Period as Annexure-I | Submitted vide Distribution True-up petition for 2nd control Period as Annexure-I
4055 | E/S to Electrification of WS colony at J | MAHABOOBNAGAR | 20.11.2011 | 0.0015927 | Submitted vide Distribution True-up petition for 2nd control Period as Annexure-I | Submitted vide Distribution True-up petition for 2nd control Period as Annexure-I
4056 | E/S to Electrification of WS colony at E | MAHABOOBNAGAR | 20.11.2011 | 0.0025552 | Submitted vide Distribution True-up petition for 2nd control Period as Annexure-I | Submitted vide Distribution True-up petition for 2nd control Period as Annexure-I
4057 | E/S to Electrification of WS colony at R | MAHABOOBNAGAR | 20.11.2011 | 0.0027586 | Submitted vide Distribution True-up petition for 2nd control Period as Annexure-I | Submitted vide Distribution True-up petition for 2nd control Period as Annexure-I
4058 | E/S to Electrification of WS colony at S | MAHABOOBNAGAR | 20.11.2011 | 0.0020423 | Submitted vide Distribution True-up petition for 2nd control Period as Annexure-I | Submitted vide Distribution True-up petition for 2nd control Period as Annexure-I
4059 | E/S to Electrification of WS colony at N | MAHABOOBNAGAR | 20.11.2011 | 0.0024774 | Submitted vide Distribution True-up petition for 2nd control Period as Annexure-I | Submitted vide Distribution True-up petition for 2nd control Period as Annexure-I
4060 | E/S to Errection of 1no25kva 3-ph DTR fo | MAHABOOBNAGAR | 30.12.2011 | 0.012423 | Submitted vide Distribution True-up petition for 2nd control Period as Annexure-I | Submitted vide Distribution True-up petition for 2nd control Period as Annexure-I
4061 | Extension of supply to 1 No 10 KW Non Do | MAHABOOBNAGAR | 27.07.2011 | 0.017847 | Submitted vide Distribution True-up petition for 2nd control Period as Annexure-I | Submitted vide Distribution True-up petition for 2nd control Period as Annexure-I
4062 | Estimate proposal for Re-orientation of | MAHABOOBNAGAR | 08.06.2012 | 0.0036735 | Submitted vide Distribution True-up petition for 2nd control Period as Annexure-I | Submitted vide Distribution True-up petition for 2nd control Period as Annexure-I
4063 | Extension of supply to 40HP Industrial l | MAHABOOBNAGAR | 26.08.2011 | 0.015998 | Submitted vide Distribution True-up petition for 2nd control Period as Annexure-I | Submitted vide Distribution True-up petition for 2nd control Period as Annexure-I
4064 | ENHC.PTR-1X5TO1X8MVA @ATMAKUR SS AT OPER | MAHABOOBNAGAR | 08.06.2012 | 0.41919 | Submitted vide Distribution True-up petition for 2nd control Period as Annexure-I | Submitted vide Distribution True-up petition for 2nd control Period as Annexure-I
4065 | E/s to 1 No. 12.0 HP Industrial load to | MAHABOOBNAGAR | 10.06.2011 | 0.00015791 | Submitted vide Distribution True-up petition for 2nd control Period as Annexure-I | Submitted vide Distribution True-up petition for 2nd control Period as Annexure-I
4066 | Detailed estimate for extension of suppl | MAHABOOBNAGAR | 10.06.2011 | 0.00015791 | Submitted vide Distribution True-up petition for 2nd control Period as Annexure-I | Submitted vide Distribution True-up petition for 2nd control Period as Annexure-I
4067 | Detailed estimate for a load of 5 HP In | MAHABOOBNAGAR | 10.06.2011 | 0.00015791 | Submitted vide Distribution True-up petition for 2nd control Period as Annexure-I | Submitted vide Distribution True-up petition for 2nd control Period as Annexure-I
4068 | Erection of 1no 25KVA DTR for Releasing | MAHABOOBNAGAR | 14.02.2012 | 0.0089343 | Submitted vide Distribution True-up petition for 2nd control Period as Annexure-I | Submitted vide Distribution True-up petition for 2nd control Period as Annexure-I
4069 | Detailed Estimate for Extension of suppl | MAHABOOBNAGAR | 08.02.2012 | 0.020133 | Submitted vide Distribution True-up petition for 2nd control Period as Annexure-I | Submitted vide Distribution True-up petition for 2nd control Period as Annexure-I
4070 | E/s to 1 No. 10 HP Industrial load to M/ | MAHABOOBNAGAR | 21.02.2012 | 0.0001737 | Submitted vide Distribution True-up petition for 2nd control Period as Annexure-I | Submitted vide Distribution True-up petition for 2nd control Period as Annexure-I
4071 | Estimate for erection of 1 No. 25KVA DTR | MAHABOOBNAGAR | 21.12.2011 | 0.008503 | Submitted vide Distribution True-up petition for 2nd control Period as Annexure-I | Submitted vide Distribution True-up petition for 2nd control Period as Annexure-I
4072 | Estimate proposal for Addl.15 KW Non-Dom | MAHABOOBNAGAR | 06.01.2012 | 0.0082776 | Submitted vide Distribution True-up petition for 2nd control Period as Annexure-I | Submitted vide Distribution True-up petition for 2nd control Period as Annexure-I
4073 | Extension of supply to 1No 40HP Industri | MAHABOOBNAGAR | 28.12.2011 | 0.014464 | Submitted vide Distribution True-up petition for 2nd control Period as Annexure-I | Submitted vide Distribution True-up petition for 2nd control Period as Annexure-I
4074 | Estimate for Providing of 6 nos 11 KV AB | MAHABOOBNAGAR | 08.06.2012 | 0.0090095 | Submitted vide Distribution True-up petition for 2nd control Period as Annexure-I | Submitted vide Distribution True-up petition for 2nd control Period as Annexure-I
4075 | Extension of HT supply to M/s Mallika Ph | MAHABOOBNAGAR | 31.12.2011 | 0.026029 | Submitted vide Distribution True-up petition for 2nd control Period as Annexure-I | Submitted vide Distribution True-up petition for 2nd control Period as Annexure-I
4076 | Extension of HT supply to M/S Vijaya Lax | MAHABOOBNAGAR | 05.02.2012 | 0.045266 | Submitted vide Distribution True-up petition for 2nd control Period as Annexure-I | Submitted vide Distribution True-up petition for 2nd control Period as Annexure-I
4077 | E/s to 10 KW additional load to Existing | MAHABOOBNAGAR | 27.07.2011 | 0.00065766 | Submitted vide Distribution True-up petition for 2nd control Period as Annexure-I | Submitted vide Distribution True-up petition for 2nd control Period as Annexure-I
4078 | Estimate for providing of earthing to ex | MAHABOOBNAGAR | 16.06.2011 | 0.0031657 | Submitted vide Distribution True-up petition for 2nd control Period as Annexure-I | Submitted vide Distribution True-up petition for 2nd control Period as Annexure-I
4079 | Estimate for fixing of 42 No.S-╪ Electro | MAHABOOBNAGAR | 16.06.2011 | 0.0049434 | Submitted vide Distribution True-up petition for 2nd control Period as Annexure-I | Submitted vide Distribution True-up petition for 2nd control Period as Annexure-I
4080 | E/s for erectin of 01 no 15KVA DTR to re | MAHABOOBNAGAR | 20.11.2012 | 0.002473 | Submitted vide Distribution True-up petition for 2nd control Period as Annexure-I | Submitted vide Distribution True-up petition for 2nd control Period as Annexure-I
4081 | Estimate proposal for Fixing of meter on | MAHABOOBNAGAR | 16.06.2011 | 0.0075532 | Submitted vide Distribution True-up petition for 2nd control Period as Annexure-I | Submitted vide Distribution True-up petition for 2nd control Period as Annexure-I
4082 | Estimate proposal for Fixing of meter on | MAHABOOBNAGAR | 16.06.2011 | 0.0079857 | Submitted vide Distribution True-up petition for 2nd control Period as Annexure-I | Submitted vide Distribution True-up petition for 2nd control Period as Annexure-I
4083 | Estimate proposal for Fixing of meter on | MAHABOOBNAGAR | 16.06.2011 | 0.0079857 | Submitted vide Distribution True-up petition for 2nd control Period as Annexure-I | Submitted vide Distribution True-up petition for 2nd control Period as Annexure-I
4084 | Estimate proposal for Fixing of meter on | MAHABOOBNAGAR | 16.06.2011 | 0.0077437 | Submitted vide Distribution True-up petition for 2nd control Period as Annexure-I | Submitted vide Distribution True-up petition for 2nd control Period as Annexure-I
4085 | Estimate proposal for Fixing of meter on | MAHABOOBNAGAR | 16.06.2011 | 0.005324 | Submitted vide Distribution True-up petition for 2nd control Period as Annexure-I | Submitted vide Distribution True-up petition for 2nd control Period as Annexure-I
4086 | Erection of 25 KVA 3Ph addl DTR to relio | MAHABOOBNAGAR | 08.06.2012 | 0.010171 | Submitted vide Distribution True-up petition for 2nd control Period as Annexure-I | Submitted vide Distribution True-up petition for 2nd control Period as Annexure-I
4087 | Estimate proposal for 1 No 49Hp Industri | MAHABOOBNAGAR | 21.02.2012 | 0.022642 | Submitted vide Distribution True-up petition for 2nd control Period as Annexure-I | Submitted vide Distribution True-up petition for 2nd control Period as Annexure-I
4088 | E/s for erectin of 1x15 KVA DTR for 5KW | MAHABOOBNAGAR | 20.11.2012 | 0.0028257 | Submitted vide Distribution True-up petition for 2nd control Period as Annexure-I | Submitted vide Distribution True-up petition for 2nd control Period as Annexure-I
4089 | Estimate to Extension of 49HP Industrial | MAHABOOBNAGAR | 27.01.2012 | 0.018571 | Submitted vide Distribution True-up petition for 2nd control Period as Annexure-I | Submitted vide Distribution True-up petition for 2nd control Period as Annexure-I
4090 | Estimate to H.T Supply to M/S SRIVENK BR | MAHABOOBNAGAR | 03.12.2011 | 0.063182 | Submitted vide Distribution True-up petition for 2nd control Period as Annexure-I | Submitted vide Distribution True-up petition for 2nd control Period as Annexure-I
4091 | Extension of supply to 3 KW Non Domestic | MAHABOOBNAGAR | 07.09.2011 | 0.0015236 | Submitted vide Distribution True-up petition for 2nd control Period as Annexure-I | Submitted vide Distribution True-up petition for 2nd control Period as Annexure-I
4092 | Extension of supply to 1KW Non-Domestic | MAHABOOBNAGAR | 22.02.2012 | 0.0027122 | Submitted vide Distribution True-up petition for 2nd control Period as Annexure-I | Submitted vide Distribution True-up petition for 2nd control Period as Annexure-I
4093 | General :- Erection of 1no 25KVA DTR for | MAHABOOBNAGAR | 02.11.2011 | 0.0083901 | Submitted vide Distribution True-up petition for 2nd control Period as Annexure-I | Submitted vide Distribution True-up petition for 2nd control Period as Annexure-I
4094 | Estimate to errection of 1no25kva 3-ph D | MAHABOOBNAGAR | 30.12.2011 | 0.0099381 | Submitted vide Distribution True-up petition for 2nd control Period as Annexure-I | Submitted vide Distribution True-up petition for 2nd control Period as Annexure-I
4095 | Extension of suplly 1no.5kw non domestic | MAHABOOBNAGAR | 05.07.2011 | 0.0029426 | Submitted vide Distribution True-up petition for 2nd control Period as Annexure-I | Submitted vide Distribution True-up petition for 2nd control Period as Annexure-I
4096 | Extension of supply to 1 No.4.0 KW Non-D | MAHABOOBNAGAR | 04.07.2011 | 0.0031864 | Submitted vide Distribution True-up petition for 2nd control Period as Annexure-I | Submitted vide Distribution True-up petition for 2nd control Period as Annexure-I
4097 | E/S for Releasing of 2nos agl service on | MAHABOOBNAGAR | 30.03.2012 | 0.0028875 | Submitted vide Distribution True-up petition for 2nd control Period as Annexure-I | Submitted vide Distribution True-up petition for 2nd control Period as Annexure-I
4098 | 2x25 KVA on SS-V at Hanwada (V). | MAHABOOBNAGAR | 11.06.2012 | 0.015062 | Submitted vide Distribution True-up petition for 2nd control Period as Annexure-I | Submitted vide Distribution True-up petition for 2nd control Period as Annexure-I
4099 | E/s proposal for erection of 1no 100KVA | MAHABOOBNAGAR | 11.06.2012 | 0.030832 | Submitted vide Distribution True-up petition for 2nd control Period as Annexure-I | Submitted vide Distribution True-up petition for 2nd control Period as Annexure-I
4100 | Extension of Supply to 21 Nos Single pha | MAHABOOBNAGAR | 05.01.2012 | 0.020709 | Submitted vide Distribution True-up petition for 2nd control Period as Annexure-I | Submitted vide Distribution True-up petition for 2nd control Period as Annexure-I
4101 | Extension of Supply to 1No 3KW Non-domes | MAHABOOBNAGAR | 22.02.2012 | 0.0026699 | Submitted vide Distribution True-up petition for 2nd control Period as Annexure-I | Submitted vide Distribution True-up petition for 2nd control Period as Annexure-I
4102 | Estimate for Bifurcation of fully over l | MAHABOOBNAGAR | 11.06.2012 | 0.11572 | Submitted vide Distribution True-up petition for 2nd control Period as Annexure-I | Submitted vide Distribution True-up petition for 2nd control Period as Annexure-I
4103 | E/S TO 1NO15KW ND LOAD TO M/S DESHAI MUR | MAHABOOBNAGAR | 10.01.2012 | 0.010903 | Submitted vide Distribution True-up petition for 2nd control Period as Annexure-I | Submitted vide Distribution True-up petition for 2nd control Period as Annexure-I
4104 | 1 No. AGL 25 KVA DTR at Vershettypally(V | MAHABOOBNAGAR | 24.03.2012 | 0.010838 | Submitted vide Distribution True-up petition for 2nd control Period as Annexure-I | Submitted vide Distribution True-up petition for 2nd control Period as Annexure-I
4105 | Erection of 1KW General Supply under Cat | MAHABOOBNAGAR | 11.11.2011 | 0.00052017 | Submitted vide Distribution True-up petition for 2nd control Period as Annexure-I | Submitted vide Distribution True-up petition for 2nd control Period as Annexure-I
4106 | Erection of 1KW General Supply under Cat | MAHABOOBNAGAR | 10.11.2011 | 0.00052017 | Submitted vide Distribution True-up petition for 2nd control Period as Annexure-I | Submitted vide Distribution True-up petition for 2nd control Period as Annexure-I
4107 | Erection of 1KW General Supply under Cat | MAHABOOBNAGAR | 11.11.2011 | 0.00062893 | Submitted vide Distribution True-up petition for 2nd control Period as Annexure-I | Submitted vide Distribution True-up petition for 2nd control Period as Annexure-I
4108 | SMC BOAR -80No's Damaragidda mandal.,, | MAHABOOBNAGAR | 30.01.2012 | 0.008 | Submitted vide Distribution True-up petition for 2nd control Period as Annexure-I | Submitted vide Distribution True-up petition for 2nd control Period as Annexure-I
4109 | SMC BOAR -80No's Damaragidda mandal.,, | MAHABOOBNAGAR | 30.01.2012 | 0.008 | Submitted vide Distribution True-up petition for 2nd control Period as Annexure-I | Submitted vide Distribution True-up petition for 2nd control Period as Annexure-I
4110 | SMC BOARDS-80Nos ,Damaragidda Section. | MAHABOOBNAGAR | 30.01.2012 | 0.008 | Submitted vide Distribution True-up petition for 2nd control Period as Annexure-I | Submitted vide Distribution True-up petition for 2nd control Period as Annexure-I
4111 | SMC BOAR -80No's Damaragidda mandal.,, | MAHABOOBNAGAR | 30.01.2012 | 0.008 | Submitted vide Distribution True-up petition for 2nd control Period as Annexure-I | Submitted vide Distribution True-up petition for 2nd control Period as Annexure-I
4112 | SMC BOAR -80No's Damaragidda mandal. | MAHABOOBNAGAR | 30.01.2012 | 0.008 | Submitted vide Distribution True-up petition for 2nd control Period as Annexure-I | Submitted vide Distribution True-up petition for 2nd control Period as Annexure-I
4113 | SMC BOAR -80No's Damaragidda mandal.,, | MAHABOOBNAGAR | 30.01.2012 | 0.008 | Submitted vide Distribution True-up petition for 2nd control Period as Annexure-I | Submitted vide Distribution True-up petition for 2nd control Period as Annexure-I
4114 | SMC BOAR -80No's Damaragidda mandal.,, | MAHABOOBNAGAR | 30.01.2012 | 0.008 | Submitted vide Distribution True-up petition for 2nd control Period as Annexure-I | Submitted vide Distribution True-up petition for 2nd control Period as Annexure-I
4115 | SMC BOAR -80No's Damaragidda mandal.,, | MAHABOOBNAGAR | 30.01.2012 | 0.008 | Submitted vide Distribution True-up petition for 2nd control Period as Annexure-I | Submitted vide Distribution True-up petition for 2nd control Period as Annexure-I
4116 | SMC BOAR -80No's Damaragidda mandal. | MAHABOOBNAGAR | 30.01.2012 | 0.008 | Submitted vide Distribution True-up petition for 2nd control Period as Annexure-I | Submitted vide Distribution True-up petition for 2nd control Period as Annexure-I
4117 | SMC BOAR -80No's Damaragidda mandal.,, | MAHABOOBNAGAR | 30.01.2012 | 0.008 | Submitted vide Distribution True-up petition for 2nd control Period as Annexure-I | Submitted vide Distribution True-up petition for 2nd control Period as Annexure-I
4118 | SMC Boards-80Nos. | MAHABOOBNAGAR | 31.01.2012 | 0.008 | Submitted vide Distribution True-up petition for 2nd control Period as Annexure-I | Submitted vide Distribution True-up petition for 2nd control Period as Annexure-I
4119 | SMC BOAR -80No's Damaragidda mandal.,, | MAHABOOBNAGAR | 30.01.2012 | 0.008 | Submitted vide Distribution True-up petition for 2nd control Period as Annexure-I | Submitted vide Distribution True-up petition for 2nd control Period as Annexure-I
4120 | SMC BOAR -80No's Damaragidda mandal.,, | MAHABOOBNAGAR | 30.01.2012 | 0.008 | Submitted vide Distribution True-up petition for 2nd control Period as Annexure-I | Submitted vide Distribution True-up petition for 2nd control Period as Annexure-I
4121 | SMC BOAR -80No's Damaragidda mandal.,, | MAHABOOBNAGAR | 30.01.2012 | 0.008 | Submitted vide Distribution True-up petition for 2nd control Period as Annexure-I | Submitted vide Distribution True-up petition for 2nd control Period as Annexure-I
4122 | SMC BOAR -80No's Damaragidda mandal. | MAHABOOBNAGAR | 30.01.2012 | 0.008 | Submitted vide Distribution True-up petition for 2nd control Period as Annexure-I | Submitted vide Distribution True-up petition for 2nd control Period as Annexure-I
4123 | SMC BOAR -80No's Damaragidda mandal.,, | MAHABOOBNAGAR | 30.01.2012 | 0.008 | Submitted vide Distribution True-up petition for 2nd control Period as Annexure-I | Submitted vide Distribution True-up petition for 2nd control Period as Annexure-I
4124 | SMC BOAR -80No's Damaragidda mandal.,, | MAHABOOBNAGAR | 30.01.2012 | 0.008 | Submitted vide Distribution True-up petition for 2nd control Period as Annexure-I | Submitted vide Distribution True-up petition for 2nd control Period as Annexure-I
4125 | Erection of 1KW General Supply under Cat | MAHABOOBNAGAR | 11.11.2011 | 0.00083067 | Submitted vide Distribution True-up petition for 2nd control Period as Annexure-I | Submitted vide Distribution True-up petition for 2nd control Period as Annexure-I
4126 | Erection of 1KW General Supply under Cat | MAHABOOBNAGAR | 12.11.2011 | 0.00050364 | Submitted vide Distribution True-up petition for 2nd control Period as Annexure-I | Submitted vide Distribution True-up petition for 2nd control Period as Annexure-I
4127 | Erection of 1KW General Supply under Cat | MAHABOOBNAGAR | 11.11.2011 | 0.00052017 | Submitted vide Distribution True-up petition for 2nd control Period as Annexure-I | Submitted vide Distribution True-up petition for 2nd control Period as Annexure-I
4128 | Erection of 1KW General Supply under Cat | MAHABOOBNAGAR | 12.11.2011 | 0.00050364 | Submitted vide Distribution True-up petition for 2nd control Period as Annexure-I | Submitted vide Distribution True-up petition for 2nd control Period as Annexure-I
4129 | Erection of 1KW General Supply under Cat | MAHABOOBNAGAR | 12.11.2011 | 0.0018193 | Submitted vide Distribution True-up petition for 2nd control Period as Annexure-I | Submitted vide Distribution True-up petition for 2nd control Period as Annexure-I
4130 | Erection of 1KW General Supply under Cat | MAHABOOBNAGAR | 12.11.2011 | 0.00050364 | Submitted vide Distribution True-up petition for 2nd control Period as Annexure-I | Submitted vide Distribution True-up petition for 2nd control Period as Annexure-I
4131 | Erection of 1KW General Supply under Cat | MAHABOOBNAGAR | 12.11.2011 | 0.00050364 | Submitted vide Distribution True-up petition for 2nd control Period as Annexure-I | Submitted vide Distribution True-up petition for 2nd control Period as Annexure-I
4132 | Erection of 1KW General Supply under Cat | MAHABOOBNAGAR | 12.11.2011 | 0.00093467 | Submitted vide Distribution True-up petition for 2nd control Period as Annexure-I | Submitted vide Distribution True-up petition for 2nd control Period as Annexure-I
4133 | Erection of 1KW General Supply under Cat | MAHABOOBNAGAR | 12.11.2011 | 0.00093467 | Submitted vide Distribution True-up petition for 2nd control Period as Annexure-I | Submitted vide Distribution True-up petition for 2nd control Period as Annexure-I
4134 | Erection of 1KW General Supply under Cat | MAHABOOBNAGAR | 12.11.2011 | 0.00050364 | Submitted vide Distribution True-up petition for 2nd control Period as Annexure-I | Submitted vide Distribution True-up petition for 2nd control Period as Annexure-I
4135 | Erection of 1KW General Supply under Cat | MAHABOOBNAGAR | 12.11.2011 | 0.00050364 | Submitted vide Distribution True-up petition for 2nd control Period as Annexure-I | Submitted vide Distribution True-up petition for 2nd control Period as Annexure-I
4136 | Erection of 1KW General Supply under Cat | MAHABOOBNAGAR | 12.11.2011 | 0.00050364 | Submitted vide Distribution True-up petition for 2nd control Period as Annexure-I | Submitted vide Distribution True-up petition for 2nd control Period as Annexure-I
4137 | Erection of 1KW General Supply under Cat | MAHABOOBNAGAR | 12.11.2011 | 0.00050364 | Submitted vide Distribution True-up petition for 2nd control Period as Annexure-I | Submitted vide Distribution True-up petition for 2nd control Period as Annexure-I
4138 | Erection of 1KW General Supply under Cat | MAHABOOBNAGAR | 12.11.2011 | 0.00093467 | Submitted vide Distribution True-up petition for 2nd control Period as Annexure-I | Submitted vide Distribution True-up petition for 2nd control Period as Annexure-I
4139 | Estimate for errection of 25 KVA DTR for | MAHABOOBNAGAR | 14.02.2012 | 0.010029 | Submitted vide Distribution True-up petition for 2nd control Period as Annexure-I | Submitted vide Distribution True-up petition for 2nd control Period as Annexure-I
4140 | Estimate for errection of 25 KVA DTR for | MAHABOOBNAGAR | 14.02.2012 | 0.013015 | Submitted vide Distribution True-up petition for 2nd control Period as Annexure-I | Submitted vide Distribution True-up petition for 2nd control Period as Annexure-I
4141 | E/s for extension of supply to 01 no Pr | MAHABOOBNAGAR | 20.11.2012 | 0.00050709 | Submitted vide Distribution True-up petition for 2nd control Period as Annexure-I | Submitted vide Distribution True-up petition for 2nd control Period as Annexure-I
4142 | E/s for extension of supply to 04 nos P | MAHABOOBNAGAR | 20.11.2012 | 0.0025784 | Submitted vide Distribution True-up petition for 2nd control Period as Annexure-I | Submitted vide Distribution True-up petition for 2nd control Period as Annexure-I
4143 | E/s for extension of supply to 01 no Pr | MAHABOOBNAGAR | 20.11.2012 | 0.00071257 | Submitted vide Distribution True-up petition for 2nd control Period as Annexure-I | Submitted vide Distribution True-up petition for 2nd control Period as Annexure-I
4144 | E/s for extension of supply to 01 no Pr | MAHABOOBNAGAR | 20.11.2012 | 0.00071257 | Submitted vide Distribution True-up petition for 2nd control Period as Annexure-I | Submitted vide Distribution True-up petition for 2nd control Period as Annexure-I
4145 | E/s for extension of supply to 02 nos P | MAHABOOBNAGAR | 20.11.2012 | 0.0012988 | Submitted vide Distribution True-up petition for 2nd control Period as Annexure-I | Submitted vide Distribution True-up petition for 2nd control Period as Annexure-I
4146 | E/s for extension of supply to 03 nos P | MAHABOOBNAGAR | 20.11.2012 | 0.002 | Submitted vide Distribution True-up petition for 2nd control Period as Annexure-I | Submitted vide Distribution True-up petition for 2nd control Period as Annexure-I
4147 | E/s for extension of supply to 02 nos P | MAHABOOBNAGAR | 20.11.2012 | 0.0014089 | Submitted vide Distribution True-up petition for 2nd control Period as Annexure-I | Submitted vide Distribution True-up petition for 2nd control Period as Annexure-I
4148 | E/s for extension of supply to 01 no Pr | MAHABOOBNAGAR | 20.11.2012 | 0.0007195 | Submitted vide Distribution True-up petition for 2nd control Period as Annexure-I | Submitted vide Distribution True-up petition for 2nd control Period as Annexure-I
4149 | E/s for extension of supply to 02 nos P | MAHABOOBNAGAR | 20.11.2012 | 0.0014102 | Submitted vide Distribution True-up petition for 2nd control Period as Annexure-I | Submitted vide Distribution True-up petition for 2nd control Period as Annexure-I
4150 | E/s for extesion of supply to 01 no Prim | MAHABOOBNAGAR | 20.11.2012 | 0.00070795 | Submitted vide Distribution True-up petition for 2nd control Period as Annexure-I | Submitted vide Distribution True-up petition for 2nd control Period as Annexure-I
4151 | E.s for extension of supply to 01 no Pri | MAHABOOBNAGAR | 20.11.2012 | 0.00071565 | Submitted vide Distribution True-up petition for 2nd control Period as Annexure-I | Submitted vide Distribution True-up petition for 2nd control Period as Annexure-I
4152 | E/s for extension of supply to 02 nos Go | MAHABOOBNAGAR | 20.11.2012 | 0.0014424 | Submitted vide Distribution True-up petition for 2nd control Period as Annexure-I | Submitted vide Distribution True-up petition for 2nd control Period as Annexure-I
4153 | E/s for extesion 01 no of supply to MPPS | MAHABOOBNAGAR | 20.11.2012 | 0.00070795 | Submitted vide Distribution True-up petition for 2nd control Period as Annexure-I | Submitted vide Distribution True-up petition for 2nd control Period as Annexure-I
4154 | E/s for extesion of supply to 01 no to M | MAHABOOBNAGAR | 20.11.2012 | 0.00071565 | Submitted vide Distribution True-up petition for 2nd control Period as Annexure-I | Submitted vide Distribution True-up petition for 2nd control Period as Annexure-I
4155 | E/s for extesion of suppy to 02 nos Prim | MAHABOOBNAGAR | 20.11.2012 | 0.0012847 | Submitted vide Distribution True-up petition for 2nd control Period as Annexure-I | Submitted vide Distribution True-up petition for 2nd control Period as Annexure-I
4156 | E.s for extension of supply for 02 nos | MAHABOOBNAGAR | 20.11.2012 | 0.0013026 | Submitted vide Distribution True-up petition for 2nd control Period as Annexure-I | Submitted vide Distribution True-up petition for 2nd control Period as Annexure-I
4157 | E/s for extension of supply to01no1 Pr | MAHABOOBNAGAR | 20.11.2012 | 0.00072651 | Submitted vide Distribution True-up petition for 2nd control Period as Annexure-I | Submitted vide Distribution True-up petition for 2nd control Period as Annexure-I
4158 | E/s for extension of supply to 01 no1KW | MAHABOOBNAGAR | 20.11.2012 | 0.0013234 | Submitted vide Distribution True-up petition for 2nd control Period as Annexure-I | Submitted vide Distribution True-up petition for 2nd control Period as Annexure-I
4159 | E/s for extension of supply to01no1KW P | MAHABOOBNAGAR | 20.11.2012 | 0.0013702 | Submitted vide Distribution True-up petition for 2nd control Period as Annexure-I | Submitted vide Distribution True-up petition for 2nd control Period as Annexure-I
4160 | E/s for extension of supply to 01 no Pr | MAHABOOBNAGAR | 20.11.2012 | 0.00070872 | Submitted vide Distribution True-up petition for 2nd control Period as Annexure-I | Submitted vide Distribution True-up petition for 2nd control Period as Annexure-I
4161 | Estimate praposal for Extension of 1No | MAHABOOBNAGAR | 05.09.2011 | 0.0029787 | Submitted vide Distribution True-up petition for 2nd control Period as Annexure-I | Submitted vide Distribution True-up petition for 2nd control Period as Annexure-I
4162 | E/s for extension of supply to 02 no Pr | MAHABOOBNAGAR | 20.11.2012 | 0.0013234 | Submitted vide Distribution True-up petition for 2nd control Period as Annexure-I | Submitted vide Distribution True-up petition for 2nd control Period as Annexure-I
4163 | 1 No. AGL 25 KVA DTR at Oblaipally(V). | MAHABOOBNAGAR | 10.01.2012 | 0.012487 | Submitted vide Distribution True-up petition for 2nd control Period as Annexure-I | Submitted vide Distribution True-up petition for 2nd control Period as Annexure-I
4164 | DVK-REL3NO5HPAGLS,CAT-VA,GUDIBANDA(V)1NO | MAHABOOBNAGAR | 25.03.2012 | 0.01117 | Submitted vide Distribution True-up petition for 2nd control Period as Annexure-I | Submitted vide Distribution True-up petition for 2nd control Period as Annexure-I
4165 | Erection of 1No 25KVA DTR for releasing | MAHABOOBNAGAR | 24.03.2012 | 0.016024 | Submitted vide Distribution True-up petition for 2nd control Period as Annexure-I | Submitted vide Distribution True-up petition for 2nd control Period as Annexure-I
4166 | E/s for erectin of 01 no 15KVA DTR to 5K | MAHABOOBNAGAR | 20.11.2012 | 0.0034904 | Submitted vide Distribution True-up petition for 2nd control Period as Annexure-I | Submitted vide Distribution True-up petition for 2nd control Period as Annexure-I
4167 | Errection of 2x25 KVADTR for releasing o | MAHABOOBNAGAR | 17.01.2012 | 0.017291 | Submitted vide Distribution True-up petition for 2nd control Period as Annexure-I | Submitted vide Distribution True-up petition for 2nd control Period as Annexure-I
4168 | Fixing of Meter on SMC Board with access | MAHABOOBNAGAR | 08.02.2012 | 0.01275 | Submitted vide Distribution True-up petition for 2nd control Period as Annexure-I | Submitted vide Distribution True-up petition for 2nd control Period as Annexure-I
4169 | Estimate for providing of 8.0 Mts PSCC p | MAHABOOBNAGAR | 19.09.2011 | 0.00093366 | Submitted vide Distribution True-up petition for 2nd control Period as Annexure-I | Submitted vide Distribution True-up petition for 2nd control Period as Annexure-I
4170 | Estimate for providing of 8.0 Mts PSCC p | MAHABOOBNAGAR | 19.09.2011 | 0.00093366 | Submitted vide Distribution True-up petition for 2nd control Period as Annexure-I | Submitted vide Distribution True-up petition for 2nd control Period as Annexure-I
4171 | Estimate for providing of 8.0 Mts PSCC p | MAHABOOBNAGAR | 19.09.2011 | 0.00093366 | Submitted vide Distribution True-up petition for 2nd control Period as Annexure-I | Submitted vide Distribution True-up petition for 2nd control Period as Annexure-I
4172 | Estimate for providing of 8.0 Mts PSCC p | MAHABOOBNAGAR | 19.09.2011 | 0.00049166 | Submitted vide Distribution True-up petition for 2nd control Period as Annexure-I | Submitted vide Distribution True-up petition for 2nd control Period as Annexure-I
4173 | Revised estimate for Extension of Supply | MAHABOOBNAGAR | 13.01.2012 | 0.10313 | Submitted vide Distribution True-up petition for 2nd control Period as Annexure-I | Submitted vide Distribution True-up petition for 2nd control Period as Annexure-I
4174 | Enhancement of 1 No.63 KVA DTR to100 KVA | MAHABOOBNAGAR | 27.11.2012 | 0.012013 | Submitted vide Distribution True-up petition for 2nd control Period as Annexure-I | Submitted vide Distribution True-up petition for 2nd control Period as Annexure-I
4175 | Erection of 1x25KVA DTR for releasing of | MAHABOOBNAGAR | 07.12.2011 | 0.016876 | Submitted vide Distribution True-up petition for 2nd control Period as Annexure-I | Submitted vide Distribution True-up petition for 2nd control Period as Annexure-I
4176 | Erection of 1x25KVA DTR for releasing 3 | MAHABOOBNAGAR | 08.12.2011 | 0.012849 | Submitted vide Distribution True-up petition for 2nd control Period as Annexure-I | Submitted vide Distribution True-up petition for 2nd control Period as Annexure-I
4177 | Errection of 1x25KVA DTR for releasing o | MAHABOOBNAGAR | 08.12.2011 | 0.012409 | Submitted vide Distribution True-up petition for 2nd control Period as Annexure-I | Submitted vide Distribution True-up petition for 2nd control Period as Annexure-I
4178 | 1NO25KVA DTR-CAT-VA AT AMARCHINTA(V)-ATK | MAHABOOBNAGAR | 29.12.2011 | 0.0082152 | Submitted vide Distribution True-up petition for 2nd control Period as Annexure-I | Submitted vide Distribution True-up petition for 2nd control Period as Annexure-I
4179 | E/S to Errection of 1no 16kva 3-ph DTr f | MAHABOOBNAGAR | 30.12.2011 | 0.0087304 | Submitted vide Distribution True-up petition for 2nd control Period as Annexure-I | Submitted vide Distribution True-up petition for 2nd control Period as Annexure-I
4180 | Extension of HT Supply at 11 KV to M/s N | MAHABOOBNAGAR | 27.02.2012 | 0.020615 | Submitted vide Distribution True-up petition for 2nd control Period as Annexure-I | Submitted vide Distribution True-up petition for 2nd control Period as Annexure-I
4181 | Extension of supply to M/s Heemanshi Bak | MAHABOOBNAGAR | 19.12.2011 | 0.0039089 | Submitted vide Distribution True-up petition for 2nd control Period as Annexure-I | Submitted vide Distribution True-up petition for 2nd control Period as Annexure-I
4182 | Extension of HT supply to at 11 KV to M/ | MAHABOOBNAGAR | 19.12.2011 | 0.023146 | Submitted vide Distribution True-up petition for 2nd control Period as Annexure-I | Submitted vide Distribution True-up petition for 2nd control Period as Annexure-I
4183 | Extension of supply to 74 HP Industrial | MAHABOOBNAGAR | 07.09.2011 | 0.032052 | Submitted vide Distribution True-up petition for 2nd control Period as Annexure-I | Submitted vide Distribution True-up petition for 2nd control Period as Annexure-I
4184 | E/S For Erection of 1 NO 25 KVA DTR to R | MAHABOOBNAGAR | 07.03.2012 | 0.0091031 | Submitted vide Distribution True-up petition for 2nd control Period as Annexure-I | Submitted vide Distribution True-up petition for 2nd control Period as Annexure-I
4185 | Estimate praposal for Addl.load of 39KW | MAHABOOBNAGAR | 05.09.2011 | 0.016369 | Submitted vide Distribution True-up petition for 2nd control Period as Annexure-I | Submitted vide Distribution True-up petition for 2nd control Period as Annexure-I
4186 | E/S For Erection of 1 NO 25KVA DTR to Re | MAHABOOBNAGAR | 07.03.2012 | 0.0091031 | Submitted vide Distribution True-up petition for 2nd control Period as Annexure-I | Submitted vide Distribution True-up petition for 2nd control Period as Annexure-I
4187 | Estimate praposal for extension of supp | MAHABOOBNAGAR | 05.09.2011 | 0.014088 | Submitted vide Distribution True-up petition for 2nd control Period as Annexure-I | Submitted vide Distribution True-up petition for 2nd control Period as Annexure-I
4188 | E/S For Erection of 1 No 25 KVA DTR To | MAHABOOBNAGAR | 02.03.2012 | 0.0085435 | Submitted vide Distribution True-up petition for 2nd control Period as Annexure-I | Submitted vide Distribution True-up petition for 2nd control Period as Annexure-I
4189 | Estimate to errection of 1X25KVA DTR for | MAHABOOBNAGAR | 18.01.2012 | 0.017001 | Submitted vide Distribution True-up petition for 2nd control Period as Annexure-I | Submitted vide Distribution True-up petition for 2nd control Period as Annexure-I
4190 | Estimate to errection of 1X25KVA DTR for | MAHABOOBNAGAR | 18.01.2012 | 0.014137 | Submitted vide Distribution True-up petition for 2nd control Period as Annexure-I | Submitted vide Distribution True-up petition for 2nd control Period as Annexure-I
4191 | Erection of 2Nos 25KVA Additional DTR's | MAHABOOBNAGAR | 11.06.2012 | 0.024275 | Submitted vide Distribution True-up petition for 2nd control Period as Annexure-I | Submitted vide Distribution True-up petition for 2nd control Period as Annexure-I
4192 | Erection of 2x25KVA Addl, DTR's for givi | MAHABOOBNAGAR | 11.06.2012 | 0.016644 | Submitted vide Distribution True-up petition for 2nd control Period as Annexure-I | Submitted vide Distribution True-up petition for 2nd control Period as Annexure-I
4193 | Estimate for erection of 1No 100 KVA add | MAHABOOBNAGAR | 11.06.2012 | 0.026324 | Submitted vide Distribution True-up petition for 2nd control Period as Annexure-I | Submitted vide Distribution True-up petition for 2nd control Period as Annexure-I
4194 | Extension of supply to 1 KW load under c | MAHABOOBNAGAR | 17.11.2011 | 0.0011124 | Submitted vide Distribution True-up petition for 2nd control Period as Annexure-I | Submitted vide Distribution True-up petition for 2nd control Period as Annexure-I
4195 | Extension of supply to 1 KW load under c | MAHABOOBNAGAR | 17.11.2011 | 0.0011044 | Submitted vide Distribution True-up petition for 2nd control Period as Annexure-I | Submitted vide Distribution True-up petition for 2nd control Period as Annexure-I
4196 | Extension of supply to 1 KW load under c | MAHABOOBNAGAR | 17.11.2011 | 0.0029788 | Submitted vide Distribution True-up petition for 2nd control Period as Annexure-I | Submitted vide Distribution True-up petition for 2nd control Period as Annexure-I
4197 | Extension of supply to 74 HP Industrial | MAHABOOBNAGAR | 07.09.2011 | 0.034133 | Submitted vide Distribution True-up petition for 2nd control Period as Annexure-I | Submitted vide Distribution True-up petition for 2nd control Period as Annexure-I
4198 | E/s for erectin of 01 no 25KVA DTR to re | MAHABOOBNAGAR | 30.03.2012 | 0.0085598 | Submitted vide Distribution True-up petition for 2nd control Period as Annexure-I | Submitted vide Distribution True-up petition for 2nd control Period as Annexure-I
4199 | E/s for erectin of 01 no 25KVA DTR to re | MAHABOOBNAGAR | 29.03.2012 | 0.010729 | Submitted vide Distribution True-up petition for 2nd control Period as Annexure-I | Submitted vide Distribution True-up petition for 2nd control Period as Annexure-I
4200 | E/s for erectin of 01 no 25KVA DTR to re | MAHABOOBNAGAR | 16.01.2012 | 0.011135 | Submitted vide Distribution True-up petition for 2nd control Period as Annexure-I | Submitted vide Distribution True-up petition for 2nd control Period as Annexure-I
4201 | E/s for erectin of 01 no 25KVA DTR to re | MAHABOOBNAGAR | 16.01.2012 | 0.011498 | Submitted vide Distribution True-up petition for 2nd control Period as Annexure-I | Submitted vide Distribution True-up petition for 2nd control Period as Annexure-I
4202 | 1X25 KVA AGL at Sherivenkatapur(V). | MAHABOOBNAGAR | 29.12.2011 | 0.0032713 | Submitted vide Distribution True-up petition for 2nd control Period as Annexure-I | Submitted vide Distribution True-up petition for 2nd control Period as Annexure-I
4203 | 1 No.AGL 25 KVA DTR at Rudraram(V). | MAHABOOBNAGAR | 24.03.2012 | 0.010647 | Submitted vide Distribution True-up petition for 2nd control Period as Annexure-I | Submitted vide Distribution True-up petition for 2nd control Period as Annexure-I
4204 | Extension of supply to, M/s Sheetal Refi | MAHABOOBNAGAR | 23.12.2011 | 0.0042853 | Submitted vide Distribution True-up petition for 2nd control Period as Annexure-I | Submitted vide Distribution True-up petition for 2nd control Period as Annexure-I
4205 | Erection of 1no 25KVA DTR for releasing | MAHABOOBNAGAR | 14.02.2012 | 0.012389 | Submitted vide Distribution True-up petition for 2nd control Period as Annexure-I | Submitted vide Distribution True-up petition for 2nd control Period as Annexure-I
4206 | Erection of 1no 25KVA DTR for releasing | MAHABOOBNAGAR | 14.02.2012 | 0.012537 | Submitted vide Distribution True-up petition for 2nd control Period as Annexure-I | Submitted vide Distribution True-up petition for 2nd control Period as Annexure-I
4207 | Erection of 1no 25KVA DTR for releasing | MAHABOOBNAGAR | 14.02.2012 | 0.012376 | Submitted vide Distribution True-up petition for 2nd control Period as Annexure-I | Submitted vide Distribution True-up petition for 2nd control Period as Annexure-I
4208 | Estimate for Renovation of earth mat and | MAHABOOBNAGAR | 08.06.2012 | 0.010314 | Submitted vide Distribution True-up petition for 2nd control Period as Annexure-I | Submitted vide Distribution True-up petition for 2nd control Period as Annexure-I
4209 | Estimate for Renovation of earth mat and | MAHABOOBNAGAR | 08.06.2012 | 0.010372 | Submitted vide Distribution True-up petition for 2nd control Period as Annexure-I | Submitted vide Distribution True-up petition for 2nd control Period as Annexure-I
4210 | Estimate proposal for Fixing of meter on | MAHABOOBNAGAR | 03.12.2011 | 0.008 | Submitted vide Distribution True-up petition for 2nd control Period as Annexure-I | Submitted vide Distribution True-up petition for 2nd control Period as Annexure-I
4211 | Estimate proposal for Fixing of meter on | MAHABOOBNAGAR | 03.12.2011 | 0.008 | Submitted vide Distribution True-up petition for 2nd control Period as Annexure-I | Submitted vide Distribution True-up petition for 2nd control Period as Annexure-I
4212 | Estimate proposal for Fixing of meter on | MAHABOOBNAGAR | 02.12.2011 | 0.003331 | Submitted vide Distribution True-up petition for 2nd control Period as Annexure-I | Submitted vide Distribution True-up petition for 2nd control Period as Annexure-I
4213 | Estimate for Renovation of earth mat and | MAHABOOBNAGAR | 08.06.2012 | 0.010436 | Submitted vide Distribution True-up petition for 2nd control Period as Annexure-I | Submitted vide Distribution True-up petition for 2nd control Period as Annexure-I
4214 | 25 KVA DTR on SS-II at Fathepur(V). | MAHABOOBNAGAR | 11.06.2012 | 0.011968 | Submitted vide Distribution True-up petition for 2nd control Period as Annexure-I | Submitted vide Distribution True-up petition for 2nd control Period as Annexure-I
4215 | 25 KVA DTR on SS-II at Fathepur(V). | MAHABOOBNAGAR | 11.06.2012 | 0.011965 | Submitted vide Distribution True-up petition for 2nd control Period as Annexure-I | Submitted vide Distribution True-up petition for 2nd control Period as Annexure-I
4216 | Detailedestimate for E/s at LT for 8 HP | MAHABOOBNAGAR | 13.01.2012 | 0.0008194 | Submitted vide Distribution True-up petition for 2nd control Period as Annexure-I | Submitted vide Distribution True-up petition for 2nd control Period as Annexure-I
4217 | Erection of 55 Sq.mm Conductor erected a | MAHABOOBNAGAR | 06.06.2012 | 0.012646 | Submitted vide Distribution True-up petition for 2nd control Period as Annexure-I | Submitted vide Distribution True-up petition for 2nd control Period as Annexure-I
4218 | Extension of HT Supply to M/s.INDIA RECY | MAHABOOBNAGAR | 31.12.2011 | 0.013435 | Submitted vide Distribution True-up petition for 2nd control Period as Annexure-I | Submitted vide Distribution True-up petition for 2nd control Period as Annexure-I
4219 | Conv of LVDS into HVDS on 11 KV Kotra Fe | MAHABOOBNAGAR | 27.07.2011 | 0.12888 | Submitted vide Distribution True-up petition for 2nd control Period as Annexure-I | Submitted vide Distribution True-up petition for 2nd control Period as Annexure-I
4220 | Conv of LVDS into HVDS on 11 KV DC pally | MAHABOOBNAGAR | 27.07.2011 | 0.11758 | Submitted vide Distribution True-up petition for 2nd control Period as Annexure-I | Submitted vide Distribution True-up petition for 2nd control Period as Annexure-I
4221 | Conv of LVDS into HVDS on 11 KV DC Pally | MAHABOOBNAGAR | 26.07.2011 | 0.055733 | Submitted vide Distribution True-up petition for 2nd control Period as Annexure-I | Submitted vide Distribution True-up petition for 2nd control Period as Annexure-I
4222 | Conv of LVDS into HVDS on 11 KV Jupally | MAHABOOBNAGAR | 27.07.2011 | 0.056961 | Submitted vide Distribution True-up petition for 2nd control Period as Annexure-I | Submitted vide Distribution True-up petition for 2nd control Period as Annexure-I
4223 | Estimate for Electrification of SC & BC | MAHABOOBNAGAR | 10.11.2011 | 0.0075639 | Submitted vide Distribution True-up petition for 2nd control Period as Annexure-I | Submitted vide Distribution True-up petition for 2nd control Period as Annexure-I
4224 | Estimate for Electrification of Colony a | MAHABOOBNAGAR | 10.11.2011 | 0.0038229 | Submitted vide Distribution True-up petition for 2nd control Period as Annexure-I | Submitted vide Distribution True-up petition for 2nd control Period as Annexure-I
4225 | Conv of LVDS into HVDS on 11 KV Jakinalp | MAHABOOBNAGAR | 09.01.2012 | 0.053217 | Submitted vide Distribution True-up petition for 2nd control Period as Annexure-I | Submitted vide Distribution True-up petition for 2nd control Period as Annexure-I
4226 | Conv of LVDS into HVDS on 11 KV Pothepal | MAHABOOBNAGAR | 27.07.2011 | 0.071347 | Submitted vide Distribution True-up petition for 2nd control Period as Annexure-I | Submitted vide Distribution True-up petition for 2nd control Period as Annexure-I
4227 | Conv of LVDS into HVDS on 11 KV Kurimidd | MAHABOOBNAGAR | 27.07.2011 | 0.11553 | Submitted vide Distribution True-up petition for 2nd control Period as Annexure-I | Submitted vide Distribution True-up petition for 2nd control Period as Annexure-I
4228 | Conv of LVDS into HVDS on 11 KV D C Pall | MAHABOOBNAGAR | 27.07.2011 | 0.085753 | Submitted vide Distribution True-up petition for 2nd control Period as Annexure-I | Submitted vide Distribution True-up petition for 2nd control Period as Annexure-I
4229 | Conv of LVDS into HVDS on 11 KV Kurimidy | MAHABOOBNAGAR | 27.07.2011 | 0.12006 | Submitted vide Distribution True-up petition for 2nd control Period as Annexure-I | Submitted vide Distribution True-up petition for 2nd control Period as Annexure-I
4230 | Conv of LVDS into HVDS on 11 KV Kurimdya | MAHABOOBNAGAR | 27.07.2011 | 0.098567 | Submitted vide Distribution True-up petition for 2nd control Period as Annexure-I | Submitted vide Distribution True-up petition for 2nd control Period as Annexure-I
4231 | Conv of LVDS into HVDS on 11 KV Kurimidy | MAHABOOBNAGAR | 27.07.2011 | 0.092775 | Submitted vide Distribution True-up petition for 2nd control Period as Annexure-I | Submitted vide Distribution True-up petition for 2nd control Period as Annexure-I
4232 | Conv of LVDS into HVDS on 11 KV DC pally | MAHABOOBNAGAR | 27.07.2011 | 0.12411 | Submitted vide Distribution True-up petition for 2nd control Period as Annexure-I | Submitted vide Distribution True-up petition for 2nd control Period as Annexure-I
4233 | Conv of LVDS into HVDS on 11 KV Jupally | MAHABOOBNAGAR | 27.07.2011 | 0.10622 | Submitted vide Distribution True-up petition for 2nd control Period as Annexure-I | Submitted vide Distribution True-up petition for 2nd control Period as Annexure-I
4234 | Conv of LVDS into HVDS on 11 KV Kurimidy | MAHABOOBNAGAR | 27.07.2011 | 0.063167 | Submitted vide Distribution True-up petition for 2nd control Period as Annexure-I | Submitted vide Distribution True-up petition for 2nd control Period as Annexure-I
4235 | Conv of LVDS into HVDS on 11 KV Kurimidy | MAHABOOBNAGAR | 27.07.2011 | 0.13431 | Submitted vide Distribution True-up petition for 2nd control Period as Annexure-I | Submitted vide Distribution True-up petition for 2nd control Period as Annexure-I
4236 | Conv of LVDS into HVDS on 11 KV Kotra Fe | MAHABOOBNAGAR | 27.07.2011 | 0.12211 | Submitted vide Distribution True-up petition for 2nd control Period as Annexure-I | Submitted vide Distribution True-up petition for 2nd control Period as Annexure-I
4237 | Conv of LVDS into HVDS on 11 KV DC Pally | MAHABOOBNAGAR | 27.07.2011 | 0.063094 | Submitted vide Distribution True-up petition for 2nd control Period as Annexure-I | Submitted vide Distribution True-up petition for 2nd control Period as Annexure-I
4238 | Conv of LVDS into HVDS on 11 KV Pothepal | MAHABOOBNAGAR | 19.08.2011 | 0.048376 | Submitted vide Distribution True-up petition for 2nd control Period as Annexure-I | Submitted vide Distribution True-up petition for 2nd control Period as Annexure-I
4239 | Conv of LVDS into HVDS on 11 KV DC Pally | MAHABOOBNAGAR | 27.07.2011 | 0.048047 | Submitted vide Distribution True-up petition for 2nd control Period as Annexure-I | Submitted vide Distribution True-up petition for 2nd control Period as Annexure-I
4240 | Conv of LVDS into HVDS on 11 KV Bollampa | MAHABOOBNAGAR | 27.07.2011 | 0.11339 | Submitted vide Distribution True-up petition for 2nd control Period as Annexure-I | Submitted vide Distribution True-up petition for 2nd control Period as Annexure-I
4241 | Estimate proposal for Fixing of meter on | MAHABOOBNAGAR | 20.11.2011 | 0.008 | Submitted vide Distribution True-up petition for 2nd control Period as Annexure-I | Submitted vide Distribution True-up petition for 2nd control Period as Annexure-I
4242 | Estimate proposal for Fixing of meter on | MAHABOOBNAGAR | 26.11.2011 | 0.008 | Submitted vide Distribution True-up petition for 2nd control Period as Annexure-I | Submitted vide Distribution True-up petition for 2nd control Period as Annexure-I
4243 | Estimate for erection of 1 No. 25KVA DTR | MAHABOOBNAGAR | 23.12.2011 | 0.0088694 | Submitted vide Distribution True-up petition for 2nd control Period as Annexure-I | Submitted vide Distribution True-up petition for 2nd control Period as Annexure-I
4244 | E/s for electr colony at MS Guda ( for L | MAHABOOBNAGAR | 31.01.2012 | 0.0032006 | Submitted vide Distribution True-up petition for 2nd control Period as Annexure-I | Submitted vide Distribution True-up petition for 2nd control Period as Annexure-I
4245 | Extension of Supply to 1No 1KW Non-domes | MAHABOOBNAGAR | 16.11.2011 | 0.0026639 | Submitted vide Distribution True-up petition for 2nd control Period as Annexure-I | Submitted vide Distribution True-up petition for 2nd control Period as Annexure-I
4246 | E/s for erectin of 02 nos 2x25 KVA DTR t | MAHABOOBNAGAR | 20.11.2012 | 0.0233 | Submitted vide Distribution True-up petition for 2nd control Period as Annexure-I | Submitted vide Distribution True-up petition for 2nd control Period as Annexure-I
4247 | Estimate proposal for Fixing of meter on | MAHABOOBNAGAR | 29.12.2011 | 0.008 | Submitted vide Distribution True-up petition for 2nd control Period as Annexure-I | Submitted vide Distribution True-up petition for 2nd control Period as Annexure-I
4248 | Estimate proposal for Fixing of meter on | MAHABOOBNAGAR | 29.12.2011 | 0.0077567 | Submitted vide Distribution True-up petition for 2nd control Period as Annexure-I | Submitted vide Distribution True-up petition for 2nd control Period as Annexure-I
4249 | Estimate proposal for Fixing of meter on | MAHABOOBNAGAR | 29.12.2011 | 0.0077567 | Submitted vide Distribution True-up petition for 2nd control Period as Annexure-I | Submitted vide Distribution True-up petition for 2nd control Period as Annexure-I
4250 | Estimate proposal for Fixing of meter on | MAHABOOBNAGAR | 29.12.2011 | 0.008 | Submitted vide Distribution True-up petition for 2nd control Period as Annexure-I | Submitted vide Distribution True-up petition for 2nd control Period as Annexure-I
4251 | Estimate proposal for Fixing of meter on | MAHABOOBNAGAR | 31.12.2011 | 0.008 | Submitted vide Distribution True-up petition for 2nd control Period as Annexure-I | Submitted vide Distribution True-up petition for 2nd control Period as Annexure-I
4252 | Estimate proposal for Fixing of meter on | MAHABOOBNAGAR | 29.12.2011 | 0.008 | Submitted vide Distribution True-up petition for 2nd control Period as Annexure-I | Submitted vide Distribution True-up petition for 2nd control Period as Annexure-I
4253 | E/Sfor Release of 3ns. Agl at Agraharam | MAHABOOBNAGAR | 23.02.2012 | 0.0090743 | Submitted vide Distribution True-up petition for 2nd control Period as Annexure-I | Submitted vide Distribution True-up petition for 2nd control Period as Annexure-I
4254 | Erection of 1No 25KVA DTR for releasing | MAHABOOBNAGAR | 15.03.2012 | 0.0099106 | Submitted vide Distribution True-up petition for 2nd control Period as Annexure-I | Submitted vide Distribution True-up petition for 2nd control Period as Annexure-I
4255 | Extension of Supply to HT Load (33 KV) t | MAHABOOBNAGAR | 09.01.2012 | 0.66056 | Submitted vide Distribution True-up petition for 2nd control Period as Annexure-I | Submitted vide Distribution True-up petition for 2nd control Period as Annexure-I
4256 | Estimate for erection of 2MVAR Capacitor | MAHABOOBNAGAR | 08.06.2012 | 0.088553 | Submitted vide Distribution True-up petition for 2nd control Period as Annexure-I | Submitted vide Distribution True-up petition for 2nd control Period as Annexure-I
4257 | Providing of 54No's 11KV line type Light | MAHABOOBNAGAR | 06.06.2012 | 0.0055827 | Submitted vide Distribution True-up petition for 2nd control Period as Annexure-I | Submitted vide Distribution True-up petition for 2nd control Period as Annexure-I
4258 | E/S proposal for Releasing of 1 No 5 HP | MAHABOOBNAGAR | 11.03.2012 | 0.00087545 | Submitted vide Distribution True-up petition for 2nd control Period as Annexure-I | Submitted vide Distribution True-up petition for 2nd control Period as Annexure-I
4259 | DVK-REL4NO5HPAGLS,CAT-VA,KOWKUNTLA(V) | MAHABOOBNAGAR | 27.03.2012 | 0.011861 | Submitted vide Distribution True-up petition for 2nd control Period as Annexure-I | Submitted vide Distribution True-up petition for 2nd control Period as Annexure-I
4260 | Estimate for Renovation of earth mat and | MAHABOOBNAGAR | 08.06.2012 | 0.0091652 | Submitted vide Distribution True-up petition for 2nd control Period as Annexure-I | Submitted vide Distribution True-up petition for 2nd control Period as Annexure-I
4261 | DVK-REL3NO5HPAGLS,CAT-VA,KOWKUNTLA(V) | MAHABOOBNAGAR | 27.03.2012 | 0.0090494 | Submitted vide Distribution True-up petition for 2nd control Period as Annexure-I | Submitted vide Distribution True-up petition for 2nd control Period as Annexure-I
4262 | DVK-REL3NO5HPAGLS,CAT-VA,KOWKUNTLA(V) | MAHABOOBNAGAR | 25.03.2012 | 0.0089443 | Submitted vide Distribution True-up petition for 2nd control Period as Annexure-I | Submitted vide Distribution True-up petition for 2nd control Period as Annexure-I
4263 | E/s to 3 X15 KVA DTR at Kodgal (V) in Jd | MAHABOOBNAGAR | 08.06.2012 | 0.00022728 | Submitted vide Distribution True-up petition for 2nd control Period as Annexure-I | Submitted vide Distribution True-up petition for 2nd control Period as Annexure-I
4264 | E/s to 1 No.63 KVA DTR at Chinna adirala | MAHABOOBNAGAR | 08.06.2012 | 0.00022728 | Submitted vide Distribution True-up petition for 2nd control Period as Annexure-I | Submitted vide Distribution True-up petition for 2nd control Period as Annexure-I
4265 | E/s to 1 No. 15 KVA DTR at Neelabada tha | MAHABOOBNAGAR | 08.06.2012 | 0.00010715 | Submitted vide Distribution True-up petition for 2nd control Period as Annexure-I | Submitted vide Distribution True-up petition for 2nd control Period as Annexure-I
4266 | E/s to 3X10 KVA DTR at Lingampally (V) i | MAHABOOBNAGAR | 08.06.2012 | 0.00022728 | Submitted vide Distribution True-up petition for 2nd control Period as Annexure-I | Submitted vide Distribution True-up petition for 2nd control Period as Annexure-I
4267 | E/s to 1 No. 10 KVA DTR at Thukudagadda | MAHABOOBNAGAR | 08.06.2012 | 0.00010715 | Submitted vide Distribution True-up petition for 2nd control Period as Annexure-I | Submitted vide Distribution True-up petition for 2nd control Period as Annexure-I
4268 | E/s to 1 No. 63 KVA DTR at Ekvaipally in | MAHABOOBNAGAR | 08.06.2012 | 0.00022728 | Submitted vide Distribution True-up petition for 2nd control Period as Annexure-I | Submitted vide Distribution True-up petition for 2nd control Period as Annexure-I
4269 | Estimate proposal for Fixing of meter on | MAHABOOBNAGAR | 02.12.2011 | 0.008 | Submitted vide Distribution True-up petition for 2nd control Period as Annexure-I | Submitted vide Distribution True-up petition for 2nd control Period as Annexure-I
4270 | Estimate proposal for Fixing of meter on | MAHABOOBNAGAR | 02.12.2011 | 0.005 | Submitted vide Distribution True-up petition for 2nd control Period as Annexure-I | Submitted vide Distribution True-up petition for 2nd control Period as Annexure-I
4271 | Estimate proposal for Fixing of meter on | MAHABOOBNAGAR | 03.12.2011 | 0.008 | Submitted vide Distribution True-up petition for 2nd control Period as Annexure-I | Submitted vide Distribution True-up petition for 2nd control Period as Annexure-I
4272 | Estimate proposal for Fixing of meter on | MAHABOOBNAGAR | 03.12.2011 | 0.008 | Submitted vide Distribution True-up petition for 2nd control Period as Annexure-I | Submitted vide Distribution True-up petition for 2nd control Period as Annexure-I
4273 | Estimate proposal for Fixing of meter on | MAHABOOBNAGAR | 03.12.2011 | 0.008 | Submitted vide Distribution True-up petition for 2nd control Period as Annexure-I | Submitted vide Distribution True-up petition for 2nd control Period as Annexure-I
4274 | Estimate proposal for Fixing of meter on | MAHABOOBNAGAR | 02.12.2011 | 0.008 | Submitted vide Distribution True-up petition for 2nd control Period as Annexure-I | Submitted vide Distribution True-up petition for 2nd control Period as Annexure-I
4275 | Erection of 1No 25KVA DTR for releasing | MAHABOOBNAGAR | 05.01.2012 | 0.0096078 | Submitted vide Distribution True-up petition for 2nd control Period as Annexure-I | Submitted vide Distribution True-up petition for 2nd control Period as Annexure-I
4276 | Estimate for Extension of Supply to 1No | MAHABOOBNAGAR | 28.12.2011 | 0.0088976 | Submitted vide Distribution True-up petition for 2nd control Period as Annexure-I | Submitted vide Distribution True-up petition for 2nd control Period as Annexure-I
4277 | Estimate for extension of supply to 1 No | MAHABOOBNAGAR | 29.12.2011 | 0.012639 | Submitted vide Distribution True-up petition for 2nd control Period as Annexure-I | Submitted vide Distribution True-up petition for 2nd control Period as Annexure-I
4278 | Genaral :- Erection of 1no 25kva DTR for | MAHABOOBNAGAR | 18.02.2012 | 0.016309 | Submitted vide Distribution True-up petition for 2nd control Period as Annexure-I | Submitted vide Distribution True-up petition for 2nd control Period as Annexure-I
4279 | Extension of Supply to 1No 5HP AGL load | MAHABOOBNAGAR | 04.01.2012 | 0.0013869 | Submitted vide Distribution True-up petition for 2nd control Period as Annexure-I | Submitted vide Distribution True-up petition for 2nd control Period as Annexure-I
4280 | Extension of Supply to 1No 5HP AGL load | MAHABOOBNAGAR | 04.01.2012 | 0.0013869 | Submitted vide Distribution True-up petition for 2nd control Period as Annexure-I | Submitted vide Distribution True-up petition for 2nd control Period as Annexure-I
4281 | Extension of Supply to 1No 5HP AGL Load | MAHABOOBNAGAR | 04.01.2012 | 0.0013869 | Submitted vide Distribution True-up petition for 2nd control Period as Annexure-I | Submitted vide Distribution True-up petition for 2nd control Period as Annexure-I
4282 | Erection of 1No 25 KVA DTR to release of | MAHABOOBNAGAR | 20.09.2011 | 0.0082343 | Submitted vide Distribution True-up petition for 2nd control Period as Annexure-I | Submitted vide Distribution True-up petition for 2nd control Period as Annexure-I
4283 | Erection of 1No 25 KVA DTR for releasing | MAHABOOBNAGAR | 05.01.2012 | 0.0072975 | Submitted vide Distribution True-up petition for 2nd control Period as Annexure-I | Submitted vide Distribution True-up petition for 2nd control Period as Annexure-I
4284 | Estimate for erection of 1 No. 25 KVA Ad | MAHABOOBNAGAR | 11.06.2012 | 0.011324 | Submitted vide Distribution True-up petition for 2nd control Period as Annexure-I | Submitted vide Distribution True-up petition for 2nd control Period as Annexure-I
4285 | 25 KVA Lingannapally SS-I | MAHABOOBNAGAR | 11.06.2012 | 0.011802 | Submitted vide Distribution True-up petition for 2nd control Period as Annexure-I | Submitted vide Distribution True-up petition for 2nd control Period as Annexure-I
4286 | 1 No. AGL 25 KVA DTR at Rudraram(V). | MAHABOOBNAGAR | 10.01.2012 | 0.0095222 | Submitted vide Distribution True-up petition for 2nd control Period as Annexure-I | Submitted vide Distribution True-up petition for 2nd control Period as Annexure-I
4287 | 2X25 KVA Kakarlapad SS-XII | MAHABOOBNAGAR | 11.06.2012 | 0.025065 | Submitted vide Distribution True-up petition for 2nd control Period as Annexure-I | Submitted vide Distribution True-up petition for 2nd control Period as Annexure-I
4288 | 25 KVA Karoor SS-I | MAHABOOBNAGAR | 11.06.2012 | 0.012957 | Submitted vide Distribution True-up petition for 2nd control Period as Annexure-I | Submitted vide Distribution True-up petition for 2nd control Period as Annexure-I
4289 | 1 No.AGL 16 KVA DTR at Kamaram(V). | MAHABOOBNAGAR | 24.03.2012 | 0.0075309 | Submitted vide Distribution True-up petition for 2nd control Period as Annexure-I | Submitted vide Distribution True-up petition for 2nd control Period as Annexure-I
4290 | E/S to Errection of 3no 10KVA 3-ph DTRs | MAHABOOBNAGAR | 08.06.2012 | 0.00075692 | Submitted vide Distribution True-up petition for 2nd control Period as Annexure-I | Submitted vide Distribution True-up petition for 2nd control Period as Annexure-I
4291 | Erection of 1no 25KVA Addl.DTR on existi | MAHABOOBNAGAR | 08.06.2012 | 0.013036 | Submitted vide Distribution True-up petition for 2nd control Period as Annexure-I | Submitted vide Distribution True-up petition for 2nd control Period as Annexure-I
4292 | Estimate for Erection of 1x16KVA 3-ph DT | MAHABOOBNAGAR | 20.09.2011 | 0.0059402 | Submitted vide Distribution True-up petition for 2nd control Period as Annexure-I | Submitted vide Distribution True-up petition for 2nd control Period as Annexure-I
4293 | Erection of 1No 25KVA DTR to release of | MAHABOOBNAGAR | 04.01.2012 | 0.010305 | Submitted vide Distribution True-up petition for 2nd control Period as Annexure-I | Submitted vide Distribution True-up petition for 2nd control Period as Annexure-I
4294 | Estimate for erection of 1 No. 25KVA DTR | MAHABOOBNAGAR | 26.12.2011 | 0.0091938 | Submitted vide Distribution True-up petition for 2nd control Period as Annexure-I | Submitted vide Distribution True-up petition for 2nd control Period as Annexure-I
4295 | 1NO 8.0KW ND-LOAD TO M/S MAHALAXME AGROT | MAHABOOBNAGAR | 28.03.2012 | 0.0078984 | Submitted vide Distribution True-up petition for 2nd control Period as Annexure-I | Submitted vide Distribution True-up petition for 2nd control Period as Annexure-I
4296 | Estimate for extension supply to existin | MAHABOOBNAGAR | 11.01.2012 | 0.0015284 | Submitted vide Distribution True-up petition for 2nd control Period as Annexure-I | Submitted vide Distribution True-up petition for 2nd control Period as Annexure-I
4297 | Estimate for extension supply to existin | MAHABOOBNAGAR | 11.01.2012 | 0.0010666 | Submitted vide Distribution True-up petition for 2nd control Period as Annexure-I | Submitted vide Distribution True-up petition for 2nd control Period as Annexure-I
4298 | Estimate for extension supply to existin | MAHABOOBNAGAR | 27.11.2012 | 0.0010974 | Submitted vide Distribution True-up petition for 2nd control Period as Annexure-I | Submitted vide Distribution True-up petition for 2nd control Period as Annexure-I
4299 | Estimate for extension supply to existin | MAHABOOBNAGAR | 11.01.2012 | 0.0015685 | Submitted vide Distribution True-up petition for 2nd control Period as Annexure-I | Submitted vide Distribution True-up petition for 2nd control Period as Annexure-I
4300 | Estimate for extension supply to existin | MAHABOOBNAGAR | 11.01.2012 | 0.0023968 | Submitted vide Distribution True-up petition for 2nd control Period as Annexure-I | Submitted vide Distribution True-up petition for 2nd control Period as Annexure-I
4301 | Estimate for extension supply to existin | MAHABOOBNAGAR | 11.01.2012 | 0.0019393 | Submitted vide Distribution True-up petition for 2nd control Period as Annexure-I | Submitted vide Distribution True-up petition for 2nd control Period as Annexure-I
4302 | Estimate for extension supply to existin | MAHABOOBNAGAR | 11.01.2012 | 0.0015284 | Submitted vide Distribution True-up petition for 2nd control Period as Annexure-I | Submitted vide Distribution True-up petition for 2nd control Period as Annexure-I
4303 | Estimate for extension supply to existin | MAHABOOBNAGAR | 11.01.2012 | 0.0010666 | Submitted vide Distribution True-up petition for 2nd control Period as Annexure-I | Submitted vide Distribution True-up petition for 2nd control Period as Annexure-I
4304 | Estimate for extension supply to existin | MAHABOOBNAGAR | 11.01.2012 | 0.0010666 | Submitted vide Distribution True-up petition for 2nd control Period as Annexure-I | Submitted vide Distribution True-up petition for 2nd control Period as Annexure-I
4305 | Estimate for extension supply to existin | MAHABOOBNAGAR | 11.01.2012 | 0.0011026 | Submitted vide Distribution True-up petition for 2nd control Period as Annexure-I | Submitted vide Distribution True-up petition for 2nd control Period as Annexure-I
4306 | Estimate for extension supply to existin | MAHABOOBNAGAR | 11.01.2012 | 0.0010965 | Submitted vide Distribution True-up petition for 2nd control Period as Annexure-I | Submitted vide Distribution True-up petition for 2nd control Period as Annexure-I
4307 | Estimate for extension supply to existin | MAHABOOBNAGAR | 11.01.2012 | 0.0010666 | Submitted vide Distribution True-up petition for 2nd control Period as Annexure-I | Submitted vide Distribution True-up petition for 2nd control Period as Annexure-I
4308 | Estimate for extension supply to existin | MAHABOOBNAGAR | 11.01.2012 | 0.0011091 | Submitted vide Distribution True-up petition for 2nd control Period as Annexure-I | Submitted vide Distribution True-up petition for 2nd control Period as Annexure-I
4309 | 1NOS-MPPS-SCHOOLS- MPPS MUTHYALAMPALLY( | MAHABOOBNAGAR | 16.03.2012 | 0.001733 | Submitted vide Distribution True-up petition for 2nd control Period as Annexure-I | Submitted vide Distribution True-up petition for 2nd control Period as Annexure-I
4310 | 1NOS-MPPS-SCHOOLS- MPPS KISTAMPALLY H/O | MAHABOOBNAGAR | 16.03.2012 | 0.0013829 | Submitted vide Distribution True-up petition for 2nd control Period as Annexure-I | Submitted vide Distribution True-up petition for 2nd control Period as Annexure-I
4311 | 1NOS-MPPS-SCHOOLS- MPPS YENKAMPALLY H/O | MAHABOOBNAGAR | 16.03.2012 | 0.0013829 | Submitted vide Distribution True-up petition for 2nd control Period as Annexure-I | Submitted vide Distribution True-up petition for 2nd control Period as Annexure-I
4312 | 1NOS-MPPS-SCHOOLS- MPPS CHOUDLATHANDA H | MAHABOOBNAGAR | 16.03.2012 | 0.0013829 | Submitted vide Distribution True-up petition for 2nd control Period as Annexure-I | Submitted vide Distribution True-up petition for 2nd control Period as Annexure-I
4313 | 1NOS-MPPS-SCHOOLS- MPPS HAJILAPUR(v)IN | MAHABOOBNAGAR | 16.03.2012 | 0.0013829 | Submitted vide Distribution True-up petition for 2nd control Period as Annexure-I | Submitted vide Distribution True-up petition for 2nd control Period as Annexure-I
4314 | Estimate for extension supply to existin | MAHABOOBNAGAR | 03.01.2012 | 0.0012734 | Submitted vide Distribution True-up petition for 2nd control Period as Annexure-I | Submitted vide Distribution True-up petition for 2nd control Period as Annexure-I
4315 | 1 No. AGL 25 KVA DTR at Oblaipally(V). | MAHABOOBNAGAR | 21.03.2012 | 0.0094517 | Submitted vide Distribution True-up petition for 2nd control Period as Annexure-I | Submitted vide Distribution True-up petition for 2nd control Period as Annexure-I
4316 | Estimate for extension supply to existin | MAHABOOBNAGAR | 03.01.2012 | 0.0014547 | Submitted vide Distribution True-up petition for 2nd control Period as Annexure-I | Submitted vide Distribution True-up petition for 2nd control Period as Annexure-I
4317 | Estimate for extension supply to existin | MAHABOOBNAGAR | 03.01.2012 | 0.0023271 | Submitted vide Distribution True-up petition for 2nd control Period as Annexure-I | Submitted vide Distribution True-up petition for 2nd control Period as Annexure-I
4318 | Estimate for extension supply to existin | MAHABOOBNAGAR | 03.01.2012 | 0.00096935 | Submitted vide Distribution True-up petition for 2nd control Period as Annexure-I | Submitted vide Distribution True-up petition for 2nd control Period as Annexure-I
4319 | Estimate for extension supply to existin | MAHABOOBNAGAR | 03.01.2012 | 0.0010807 | Submitted vide Distribution True-up petition for 2nd control Period as Annexure-I | Submitted vide Distribution True-up petition for 2nd control Period as Annexure-I
4320 | Estimate for extension supply to existin | MAHABOOBNAGAR | 03.01.2012 | 0.0019567 | Submitted vide Distribution True-up petition for 2nd control Period as Annexure-I | Submitted vide Distribution True-up petition for 2nd control Period as Annexure-I
4321 | Estimate for extension supply to existin | MAHABOOBNAGAR | 03.01.2012 | 0.0018257 | Submitted vide Distribution True-up petition for 2nd control Period as Annexure-I | Submitted vide Distribution True-up petition for 2nd control Period as Annexure-I
4322 | Estimate for extension supply to existin | MAHABOOBNAGAR | 03.01.2012 | 0.0012734 | Submitted vide Distribution True-up petition for 2nd control Period as Annexure-I | Submitted vide Distribution True-up petition for 2nd control Period as Annexure-I
4323 | Estimate for extension supply to existin | MAHABOOBNAGAR | 03.01.2012 | 0.0010812 | Submitted vide Distribution True-up petition for 2nd control Period as Annexure-I | Submitted vide Distribution True-up petition for 2nd control Period as Annexure-I
4324 | Estimate for extension supply to existin | MAHABOOBNAGAR | 03.01.2012 | 0.0015103 | Submitted vide Distribution True-up petition for 2nd control Period as Annexure-I | Submitted vide Distribution True-up petition for 2nd control Period as Annexure-I
4325 | Estimate for extension supply to existin | MAHABOOBNAGAR | 03.01.2012 | 0.0015103 | Submitted vide Distribution True-up petition for 2nd control Period as Annexure-I | Submitted vide Distribution True-up petition for 2nd control Period as Annexure-I
4326 | Estimate for extension supply to existin | MAHABOOBNAGAR | 03.01.2012 | 0.0031893 | Submitted vide Distribution True-up petition for 2nd control Period as Annexure-I | Submitted vide Distribution True-up petition for 2nd control Period as Annexure-I
4327 | Estimate for extension supply to existin | MAHABOOBNAGAR | 03.01.2012 | 0.0010807 | Submitted vide Distribution True-up petition for 2nd control Period as Annexure-I | Submitted vide Distribution True-up petition for 2nd control Period as Annexure-I
4328 | Estimate for extension supply to existin | MAHABOOBNAGAR | 03.01.2012 | 0.0015103 | Submitted vide Distribution True-up petition for 2nd control Period as Annexure-I | Submitted vide Distribution True-up petition for 2nd control Period as Annexure-I
4329 | C.C.KUNTA<(>,<)>DAMAGNAPUR-REL OF 1NO5HP | MAHABOOBNAGAR | 21.02.2012 | 0.0019266 | Submitted vide Distribution True-up petition for 2nd control Period as Annexure-I | Submitted vide Distribution True-up petition for 2nd control Period as Annexure-I
4330 | CCK-DASARPALLY-REL OF 4NO5HP(20HP)AGLS I | MAHABOOBNAGAR | 18.03.2012 | 0.014175 | Submitted vide Distribution True-up petition for 2nd control Period as Annexure-I | Submitted vide Distribution True-up petition for 2nd control Period as Annexure-I
4331 | Estimate erection of 25 KVA DTR for rele | MAHABOOBNAGAR | 20.03.2012 | 0.0038382 | Submitted vide Distribution True-up petition for 2nd control Period as Annexure-I | Submitted vide Distribution True-up petition for 2nd control Period as Annexure-I
4332 | E/s proposal for DTR fencing with galvan | MAHABOOBNAGAR | 08.06.2012 | 0.0022464 | Submitted vide Distribution True-up petition for 2nd control Period as Annexure-I | Submitted vide Distribution True-up petition for 2nd control Period as Annexure-I
4333 | E/s proposal for DTR fencing with galvan | MAHABOOBNAGAR | 08.06.2012 | 0.0022464 | Submitted vide Distribution True-up petition for 2nd control Period as Annexure-I | Submitted vide Distribution True-up petition for 2nd control Period as Annexure-I
4334 | AGL 25 KVA DTR Ibrahimbad (V). | MAHABOOBNAGAR | 01.12.2011 | 0.018182 | Submitted vide Distribution True-up petition for 2nd control Period as Annexure-I | Submitted vide Distribution True-up petition for 2nd control Period as Annexure-I
4335 | Estimate proposal for 11KV AB Switches a | MAHABOOBNAGAR | 07.06.2012 | 0.0075283 | Submitted vide Distribution True-up petition for 2nd control Period as Annexure-I | Submitted vide Distribution True-up petition for 2nd control Period as Annexure-I
4336 | Estimate proposal for 11KV AB Switches a | MAHABOOBNAGAR | 07.06.2012 | 0.0075283 | Submitted vide Distribution True-up petition for 2nd control Period as Annexure-I | Submitted vide Distribution True-up petition for 2nd control Period as Annexure-I
4337 | Estimate proposal for 11KV AB Switches a | MAHABOOBNAGAR | 07.06.2012 | 0.0075283 | Submitted vide Distribution True-up petition for 2nd control Period as Annexure-I | Submitted vide Distribution True-up petition for 2nd control Period as Annexure-I
4338 | E/s for erectin of 01 no 25KVA DTR to re | MAHABOOBNAGAR | 29.03.2012 | 0.011766 | Submitted vide Distribution True-up petition for 2nd control Period as Annexure-I | Submitted vide Distribution True-up petition for 2nd control Period as Annexure-I
4339 | E/s providing 4 No's earthing to S-Phase | MAHABOOBNAGAR | 08.06.2012 | 0.0006496 | Submitted vide Distribution True-up petition for 2nd control Period as Annexure-I | Submitted vide Distribution True-up petition for 2nd control Period as Annexure-I
4340 | E/s for providing of 4 No's addl. earthi | MAHABOOBNAGAR | 08.06.2012 | 0.0006496 | Submitted vide Distribution True-up petition for 2nd control Period as Annexure-I | Submitted vide Distribution True-up petition for 2nd control Period as Annexure-I
4341 | E/s for providing of 4 No's addl. earthi | MAHABOOBNAGAR | 08.06.2012 | 0.002307 | Submitted vide Distribution True-up petition for 2nd control Period as Annexure-I | Submitted vide Distribution True-up petition for 2nd control Period as Annexure-I
4342 | E/s for providing of 4 nos addl.earthing | MAHABOOBNAGAR | 08.06.2012 | 0.0004872 | Submitted vide Distribution True-up petition for 2nd control Period as Annexure-I | Submitted vide Distribution True-up petition for 2nd control Period as Annexure-I
4343 | Est. to 1 No. 74HP CPWS load at Bukkapu | MAHABOOBNAGAR | 06.02.2012 | 0.14427 | Submitted vide Distribution True-up petition for 2nd control Period as Annexure-I | Submitted vide Distribution True-up petition for 2nd control Period as Annexure-I
4344 | Est. to 1 No. 74HP CPWS load at Utkur ( | MAHABOOBNAGAR | 06.02.2012 | 0.067291 | Submitted vide Distribution True-up petition for 2nd control Period as Annexure-I | Submitted vide Distribution True-up petition for 2nd control Period as Annexure-I
4345 | E/s proposal for DTR fencing with galvan | MAHABOOBNAGAR | 08.06.2012 | 0.0022464 | Submitted vide Distribution True-up petition for 2nd control Period as Annexure-I | Submitted vide Distribution True-up petition for 2nd control Period as Annexure-I
4346 | E/s proposal for DTR fencing with galvan | MAHABOOBNAGAR | 08.06.2012 | 0.0022464 | Submitted vide Distribution True-up petition for 2nd control Period as Annexure-I | Submitted vide Distribution True-up petition for 2nd control Period as Annexure-I
4347 | E/s proposal for DTR fencing with galvan | MAHABOOBNAGAR | 08.06.2012 | 0.0022464 | Submitted vide Distribution True-up petition for 2nd control Period as Annexure-I | Submitted vide Distribution True-up petition for 2nd control Period as Annexure-I
4348 | E/s proposal for DTR fencing with galvan | MAHABOOBNAGAR | 08.06.2012 | 0.0022464 | Submitted vide Distribution True-up petition for 2nd control Period as Annexure-I | Submitted vide Distribution True-up petition for 2nd control Period as Annexure-I
4349 | E/s proposal for DTR fencing with galvan | MAHABOOBNAGAR | 08.06.2012 | 0.0022464 | Submitted vide Distribution True-up petition for 2nd control Period as Annexure-I | Submitted vide Distribution True-up petition for 2nd control Period as Annexure-I
4350 | Hero Honda Showroom at Yenugonda(V). | MAHABOOBNAGAR | 10.01.2012 | 0.0010783 | Submitted vide Distribution True-up petition for 2nd control Period as Annexure-I | Submitted vide Distribution True-up petition for 2nd control Period as Annexure-I
4351 | E/s proposal for DTR fencing with galvan | MAHABOOBNAGAR | 08.06.2012 | 0.0022464 | Submitted vide Distribution True-up petition for 2nd control Period as Annexure-I | Submitted vide Distribution True-up petition for 2nd control Period as Annexure-I
4352 | E/s proposal for DTR fencing with galvan | MAHABOOBNAGAR | 08.06.2012 | 0.0022464 | Submitted vide Distribution True-up petition for 2nd control Period as Annexure-I | Submitted vide Distribution True-up petition for 2nd control Period as Annexure-I
4353 | E/s proposal for DTR fencing with galvan | MAHABOOBNAGAR | 08.06.2012 | 0.0022464 | Submitted vide Distribution True-up petition for 2nd control Period as Annexure-I | Submitted vide Distribution True-up petition for 2nd control Period as Annexure-I
4354 | E/s proposal for DTR fencing with galvan | MAHABOOBNAGAR | 08.06.2012 | 0.0022464 | Submitted vide Distribution True-up petition for 2nd control Period as Annexure-I | Submitted vide Distribution True-up petition for 2nd control Period as Annexure-I
4355 | E/s proposal for DTR fencing with galvan | MAHABOOBNAGAR | 08.06.2012 | 0.0022464 | Submitted vide Distribution True-up petition for 2nd control Period as Annexure-I | Submitted vide Distribution True-up petition for 2nd control Period as Annexure-I
4356 | Pro alum partitions For ADE/CIVIL MBNR | MAHABOOBNAGAR | 08.06.2012 | 0.0097133 | Submitted vide Distribution True-up petition for 2nd control Period as Annexure-I | Submitted vide Distribution True-up petition for 2nd control Period as Annexure-I
4357 | Extention of SPM Plinth at Shadnagar | MAHABOOBNAGAR | 08.06.2012 | 0.014085 | Submitted vide Distribution True-up petition for 2nd control Period as Annexure-I | Submitted vide Distribution True-up petition for 2nd control Period as Annexure-I
4358 | SMC BOAR -80No's Damaragidda mandal.,, | MAHABOOBNAGAR | 30.01.2012 | 0.0043398 | Submitted vide Distribution True-up petition for 2nd control Period as Annexure-I | Submitted vide Distribution True-up petition for 2nd control Period as Annexure-I
4359 | SMC BOAR -80No's Damaragidda mandal.,, | MAHABOOBNAGAR | 30.01.2012 | 0.008 | Submitted vide Distribution True-up petition for 2nd control Period as Annexure-I | Submitted vide Distribution True-up petition for 2nd control Period as Annexure-I
4360 | SMC BOAR -80No's Damaragidda mandal.,, | MAHABOOBNAGAR | 31.01.2012 | 0.008 | Submitted vide Distribution True-up petition for 2nd control Period as Annexure-I | Submitted vide Distribution True-up petition for 2nd control Period as Annexure-I
4361 | SMC BOAR -80No's Damaragidda mandal.,, | MAHABOOBNAGAR | 31.01.2012 | 0.008 | Submitted vide Distribution True-up petition for 2nd control Period as Annexure-I | Submitted vide Distribution True-up petition for 2nd control Period as Annexure-I
4362 | E/s to 1 No. 1.0 KW load for General pur | MAHABOOBNAGAR | 21.03.2012 | 0.0012587 | Submitted vide Distribution True-up petition for 2nd control Period as Annexure-I | Submitted vide Distribution True-up petition for 2nd control Period as Annexure-I
4363 | E/s to 1 No. 1.0 KW load for General pur | MAHABOOBNAGAR | 21.03.2012 | 0.0022065 | Submitted vide Distribution True-up petition for 2nd control Period as Annexure-I | Submitted vide Distribution True-up petition for 2nd control Period as Annexure-I
4364 | E/s to 1 No. 1.0 KW load for General pur | MAHABOOBNAGAR | 21.03.2012 | 0.00057184 | Submitted vide Distribution True-up petition for 2nd control Period as Annexure-I | Submitted vide Distribution True-up petition for 2nd control Period as Annexure-I
4365 | E/s to 1 No. 1.0 KW load for General pur | MAHABOOBNAGAR | 21.03.2012 | 0.00057758 | Submitted vide Distribution True-up petition for 2nd control Period as Annexure-I | Submitted vide Distribution True-up petition for 2nd control Period as Annexure-I
4366 | E/s to 1 No. 1.0 KW load for General pur | MAHABOOBNAGAR | 21.03.2012 | 0.0022065 | Submitted vide Distribution True-up petition for 2nd control Period as Annexure-I | Submitted vide Distribution True-up petition for 2nd control Period as Annexure-I
4367 | E/s to 1 No. 1.0 KW load for General pur | MAHABOOBNAGAR | 21.03.2012 | 0.0028729 | Submitted vide Distribution True-up petition for 2nd control Period as Annexure-I | Submitted vide Distribution True-up petition for 2nd control Period as Annexure-I
4368 | E/s to 1 No. 1.0 KW load for General pur | MAHABOOBNAGAR | 21.03.2012 | 0.00057758 | Submitted vide Distribution True-up petition for 2nd control Period as Annexure-I | Submitted vide Distribution True-up petition for 2nd control Period as Annexure-I
4369 | E/s to 1 No. 1.0 KW load for General pur | MAHABOOBNAGAR | 21.03.2012 | 0.00057758 | Submitted vide Distribution True-up petition for 2nd control Period as Annexure-I | Submitted vide Distribution True-up petition for 2nd control Period as Annexure-I
4370 | E/s to 1 No. 1.0 KW load for General pur | MAHABOOBNAGAR | 31.12.2011 | 0.001258 | Submitted vide Distribution True-up petition for 2nd control Period as Annexure-I | Submitted vide Distribution True-up petition for 2nd control Period as Annexure-I
4371 | E/s to 1 No. 1.0 KW load for General pur | MAHABOOBNAGAR | 31.12.2011 | 0.0063018 | Submitted vide Distribution True-up petition for 2nd control Period as Annexure-I | Submitted vide Distribution True-up petition for 2nd control Period as Annexure-I
4372 | E/s to 1 No. 1.0 KW load for General pur | MAHABOOBNAGAR | 31.12.2011 | 0.0017127 | Submitted vide Distribution True-up petition for 2nd control Period as Annexure-I | Submitted vide Distribution True-up petition for 2nd control Period as Annexure-I
4373 | E/s to 1 No. 1.0 KW load for General pur | MAHABOOBNAGAR | 31.12.2011 | 0.0017243 | Submitted vide Distribution True-up petition for 2nd control Period as Annexure-I | Submitted vide Distribution True-up petition for 2nd control Period as Annexure-I
4374 | E/s to 1 No. 1.0 KW load for General pur | MAHABOOBNAGAR | 31.12.2011 | 0.0022686 | Submitted vide Distribution True-up petition for 2nd control Period as Annexure-I | Submitted vide Distribution True-up petition for 2nd control Period as Annexure-I
4375 | E/s to 1 No. 1.0 KW load for General pur | MAHABOOBNAGAR | 31.12.2011 | 0.0031324 | Submitted vide Distribution True-up petition for 2nd control Period as Annexure-I | Submitted vide Distribution True-up petition for 2nd control Period as Annexure-I
4376 | E/s to 1 No. 1.0 KW load for General pur | MAHABOOBNAGAR | 31.12.2011 | 0.0010326 | Submitted vide Distribution True-up petition for 2nd control Period as Annexure-I | Submitted vide Distribution True-up petition for 2nd control Period as Annexure-I
4377 | E/s to 1 No. 1.0 KW load for General pur | MAHABOOBNAGAR | 31.12.2011 | 0.0017472 | Submitted vide Distribution True-up petition for 2nd control Period as Annexure-I | Submitted vide Distribution True-up petition for 2nd control Period as Annexure-I
4378 | E/s to 1 No. 1.0 KW load for General pur | MAHABOOBNAGAR | 31.12.2011 | 0.0012791 | Submitted vide Distribution True-up petition for 2nd control Period as Annexure-I | Submitted vide Distribution True-up petition for 2nd control Period as Annexure-I
4379 | E/s to 1 No. 1.0 KW load for General pur | MAHABOOBNAGAR | 31.12.2011 | 0.0062227 | Submitted vide Distribution True-up petition for 2nd control Period as Annexure-I | Submitted vide Distribution True-up petition for 2nd control Period as Annexure-I
4380 | E/s to 1 No. 1.0 KW load for General pur | MAHABOOBNAGAR | 31.12.2011 | 0.0012783 | Submitted vide Distribution True-up petition for 2nd control Period as Annexure-I | Submitted vide Distribution True-up petition for 2nd control Period as Annexure-I
4381 | E/s to 1 No. 1.0 KW load for General pur | MAHABOOBNAGAR | 31.12.2011 | 0.0017433 | Submitted vide Distribution True-up petition for 2nd control Period as Annexure-I | Submitted vide Distribution True-up petition for 2nd control Period as Annexure-I
4382 | E/s to 1 No. 1.0 KW load for General pur | MAHABOOBNAGAR | 31.12.2011 | 0.0015913 | Submitted vide Distribution True-up petition for 2nd control Period as Annexure-I | Submitted vide Distribution True-up petition for 2nd control Period as Annexure-I
4383 | E/s to 1 No. 1.0 KW load for General pur | MAHABOOBNAGAR | 31.12.2011 | 0.0012122 | Submitted vide Distribution True-up petition for 2nd control Period as Annexure-I | Submitted vide Distribution True-up petition for 2nd control Period as Annexure-I
4384 | E/s to 1 No. 1.0 KW load for General pur | MAHABOOBNAGAR | 31.12.2011 | 0.0010074 | Submitted vide Distribution True-up petition for 2nd control Period as Annexure-I | Submitted vide Distribution True-up petition for 2nd control Period as Annexure-I
4385 | Pro of 2ton Split AC in SE chamber MBNR | MAHABOOBNAGAR | 08.06.2012 | 0.0068677 | Submitted vide Distribution True-up petition for 2nd control Period as Annexure-I | Submitted vide Distribution True-up petition for 2nd control Period as Annexure-I
4386 | E/s for erectin of 01 no 25KVA DTR at to | MAHABOOBNAGAR | 29.03.2012 | 0.010517 | Submitted vide Distribution True-up petition for 2nd control Period as Annexure-I | Submitted vide Distribution True-up petition for 2nd control Period as Annexure-I
4387 | Extension of Supply to M/s Sri Ambhika S | MAHABOOBNAGAR | 28.12.2011 | 0.025387 | Submitted vide Distribution True-up petition for 2nd control Period as Annexure-I | Submitted vide Distribution True-up petition for 2nd control Period as Annexure-I
4388 | Prov of Elcet to SE Chamber and meeting | MAHABOOBNAGAR | 08.06.2012 | 0.0066583 | Submitted vide Distribution True-up petition for 2nd control Period as Annexure-I | Submitted vide Distribution True-up petition for 2nd control Period as Annexure-I
4389 | Prov of 2Ton AC and 1.5 Ton AC in M Hall | MAHABOOBNAGAR | 08.06.2012 | 0.01094 | Submitted vide Distribution True-up petition for 2nd control Period as Annexure-I | Submitted vide Distribution True-up petition for 2nd control Period as Annexure-I
4390 | Estimate for Erection of 1No Addl.25 KVA | MAHABOOBNAGAR | 07.06.2012 | 0.0080477 | Submitted vide Distribution True-up petition for 2nd control Period as Annexure-I | Submitted vide Distribution True-up petition for 2nd control Period as Annexure-I
4391 | Const of RW, SF at 33-11 KV Yedira SS | MAHABOOBNAGAR | 06.06.2012 | 0.054045 | Submitted vide Distribution True-up petition for 2nd control Period as Annexure-I | Submitted vide Distribution True-up petition for 2nd control Period as Annexure-I
4392 | Cont of PPF, Gate at 33-11 KV Yedira SS | MAHABOOBNAGAR | 06.06.2012 | 0.052754 | Submitted vide Distribution True-up petition for 2nd control Period as Annexure-I | Submitted vide Distribution True-up petition for 2nd control Period as Annexure-I
4393 | Const of CR at 33-11 KV Yedira SS | MAHABOOBNAGAR | 06.06.2012 | 0.053242 | Submitted vide Distribution True-up petition for 2nd control Period as Annexure-I | Submitted vide Distribution True-up petition for 2nd control Period as Annexure-I
4394 | E/s proposal for the extension of supply | MAHABOOBNAGAR | 25.01.2012 | 0.010578 | Submitted vide Distribution True-up petition for 2nd control Period as Annexure-I | Submitted vide Distribution True-up petition for 2nd control Period as Annexure-I
4395 | Estimate for Extension of supply to 1No | MAHABOOBNAGAR | 05.01.2012 | 0.0069377 | Submitted vide Distribution True-up petition for 2nd control Period as Annexure-I | Submitted vide Distribution True-up petition for 2nd control Period as Annexure-I
4396 | Errection of 1X25KVA DTR for releadsing | MAHABOOBNAGAR | 18.01.2012 | 0.013429 | Submitted vide Distribution True-up petition for 2nd control Period as Annexure-I | Submitted vide Distribution True-up petition for 2nd control Period as Annexure-I
4397 | 1 No. AGL 3-ﾘ 16 KVA DTR at Boyapally(V) | MAHABOOBNAGAR | 21.03.2012 | 0.011383 | Submitted vide Distribution True-up petition for 2nd control Period as Annexure-I | Submitted vide Distribution True-up petition for 2nd control Period as Annexure-I
4398 | Erection of 2 Nos 16 KVA DTRs for Releas | MAHABOOBNAGAR | 26.02.2012 | 0.01768 | Submitted vide Distribution True-up petition for 2nd control Period as Annexure-I | Submitted vide Distribution True-up petition for 2nd control Period as Annexure-I
4399 | SMC BOAR -80No's Damaragidda mandal.,, | MAHABOOBNAGAR | 31.01.2012 | 0.008 | Submitted vide Distribution True-up petition for 2nd control Period as Annexure-I | Submitted vide Distribution True-up petition for 2nd control Period as Annexure-I
4400 | SMC BOAR -80No's Damaragidda mandal.,, | MAHABOOBNAGAR | 30.01.2012 | 0.008 | Submitted vide Distribution True-up petition for 2nd control Period as Annexure-I | Submitted vide Distribution True-up petition for 2nd control Period as Annexure-I
4401 | SMC BOAR -80No's Damaragidda mandal.,, | MAHABOOBNAGAR | 30.01.2012 | 0.008 | Submitted vide Distribution True-up petition for 2nd control Period as Annexure-I | Submitted vide Distribution True-up petition for 2nd control Period as Annexure-I
4402 | SMC BOAR -80No's Damaragidda mandal.,, | MAHABOOBNAGAR | 30.01.2012 | 0.0056042 | Submitted vide Distribution True-up petition for 2nd control Period as Annexure-I | Submitted vide Distribution True-up petition for 2nd control Period as Annexure-I
4403 | SMC BOAR -80No's Damaragidda mandal.,, | MAHABOOBNAGAR | 30.01.2012 | 0.008 | Submitted vide Distribution True-up petition for 2nd control Period as Annexure-I | Submitted vide Distribution True-up petition for 2nd control Period as Annexure-I
4404 | SMC BOAR -80No's Damaragidda mandal.,, | MAHABOOBNAGAR | 30.01.2012 | 0.008 | Submitted vide Distribution True-up petition for 2nd control Period as Annexure-I | Submitted vide Distribution True-up petition for 2nd control Period as Annexure-I
4405 | SMC BOAR -80No's Damaragidda mandal.,, | MAHABOOBNAGAR | 31.01.2012 | 0.008 | Submitted vide Distribution True-up petition for 2nd control Period as Annexure-I | Submitted vide Distribution True-up petition for 2nd control Period as Annexure-I
4406 | E/S to extention of supply to electrific | MAHABOOBNAGAR | 26.03.2012 | 0.0074322 | Submitted vide Distribution True-up petition for 2nd control Period as Annexure-I | Submitted vide Distribution True-up petition for 2nd control Period as Annexure-I
4407 | E/S to extention of supply to electrific | MAHABOOBNAGAR | 26.03.2012 | 0.0016707 | Submitted vide Distribution True-up petition for 2nd control Period as Annexure-I | Submitted vide Distribution True-up petition for 2nd control Period as Annexure-I
4408 | E/S to extention of supply to electrific | MAHABOOBNAGAR | 26.03.2012 | 0.010556 | Submitted vide Distribution True-up petition for 2nd control Period as Annexure-I | Submitted vide Distribution True-up petition for 2nd control Period as Annexure-I
4409 | E/S to extention of supply to electrific | MAHABOOBNAGAR | 26.03.2012 | 0.0032776 | Submitted vide Distribution True-up petition for 2nd control Period as Annexure-I | Submitted vide Distribution True-up petition for 2nd control Period as Annexure-I
4410 | E/S to extention of supply to electrific | MAHABOOBNAGAR | 26.03.2012 | 0.01097 | Submitted vide Distribution True-up petition for 2nd control Period as Annexure-I | Submitted vide Distribution True-up petition for 2nd control Period as Annexure-I
4411 | E/S to extention of supply to electrific | MAHABOOBNAGAR | 26.03.2012 | 0.0021106 | Submitted vide Distribution True-up petition for 2nd control Period as Annexure-I | Submitted vide Distribution True-up petition for 2nd control Period as Annexure-I
4412 | SMC BOAR -80No's Doultabad mandal.,, | MAHABOOBNAGAR | 28.01.2012 | 0.008 | Submitted vide Distribution True-up petition for 2nd control Period as Annexure-I | Submitted vide Distribution True-up petition for 2nd control Period as Annexure-I
4413 | SMC BOAR -80No's Doultabad mandal.,, | MAHABOOBNAGAR | 28.01.2012 | 0.0034895 | Submitted vide Distribution True-up petition for 2nd control Period as Annexure-I | Submitted vide Distribution True-up petition for 2nd control Period as Annexure-I
4414 | SMC BOAR -80No's Damaragidda mandal.,, | MAHABOOBNAGAR | 31.01.2012 | 0.008 | Submitted vide Distribution True-up petition for 2nd control Period as Annexure-I | Submitted vide Distribution True-up petition for 2nd control Period as Annexure-I
4415 | Estimate praposal for extension of supp | MAHABOOBNAGAR | 29.12.2011 | 0.012059 | Submitted vide Distribution True-up petition for 2nd control Period as Annexure-I | Submitted vide Distribution True-up petition for 2nd control Period as Annexure-I
4416 | SMC BOAR -80No's Damaragidda mandal.,, | MAHABOOBNAGAR | 30.01.2012 | 0.008 | Submitted vide Distribution True-up petition for 2nd control Period as Annexure-I | Submitted vide Distribution True-up petition for 2nd control Period as Annexure-I
4417 | Estimate for extension of supply to 1No | MAHABOOBNAGAR | 29.12.2011 | 0.025958 | Submitted vide Distribution True-up petition for 2nd control Period as Annexure-I | Submitted vide Distribution True-up petition for 2nd control Period as Annexure-I
4418 | Fixing of meter on SMC Board with access | MAHABOOBNAGAR | 14.12.2011 | 0.0072727 | Submitted vide Distribution True-up petition for 2nd control Period as Annexure-I | Submitted vide Distribution True-up petition for 2nd control Period as Annexure-I
4419 | Fixing of meter on SMC Board with access | MAHABOOBNAGAR | 14.12.2011 | 0.0072727 | Submitted vide Distribution True-up petition for 2nd control Period as Annexure-I | Submitted vide Distribution True-up petition for 2nd control Period as Annexure-I
4420 | Fixing of meter on SMC Board with access | MAHABOOBNAGAR | 14.12.2011 | 0.0059091 | Submitted vide Distribution True-up petition for 2nd control Period as Annexure-I | Submitted vide Distribution True-up petition for 2nd control Period as Annexure-I
4421 | Fixing of meter on SMC Board with access | MAHABOOBNAGAR | 14.12.2011 | 0.0072727 | Submitted vide Distribution True-up petition for 2nd control Period as Annexure-I | Submitted vide Distribution True-up petition for 2nd control Period as Annexure-I
4422 | Electrification - Extension of Supply to | MAHABOOBNAGAR | 10.08.2011 | 0.0029066 | Submitted vide Distribution True-up petition for 2nd control Period as Annexure-I | Submitted vide Distribution True-up petition for 2nd control Period as Annexure-I
4423 | Electrification - Extension of Supply to | MAHABOOBNAGAR | 10.08.2011 | 0.0015234 | Submitted vide Distribution True-up petition for 2nd control Period as Annexure-I | Submitted vide Distribution True-up petition for 2nd control Period as Annexure-I
4424 | Erection of 1No 25KVA DTR to release of | MAHABOOBNAGAR | 22.02.2012 | 0.010359 | Submitted vide Distribution True-up petition for 2nd control Period as Annexure-I | Submitted vide Distribution True-up petition for 2nd control Period as Annexure-I
4425 | Estimate for Extension of Supply to M/ | MAHABOOBNAGAR | 27.02.2012 | 0.016033 | Submitted vide Distribution True-up petition for 2nd control Period as Annexure-I | Submitted vide Distribution True-up petition for 2nd control Period as Annexure-I
4426 | E/s for erectin of 01 no 25KVA DTR to re | MAHABOOBNAGAR | 29.03.2012 | 0.012947 | Submitted vide Distribution True-up petition for 2nd control Period as Annexure-I | Submitted vide Distribution True-up petition for 2nd control Period as Annexure-I
4427 | Detailed estimate for erection of 8 Nos | MAHABOOBNAGAR | 08.06.2012 | 0.0017119 | Submitted vide Distribution True-up petition for 2nd control Period as Annexure-I | Submitted vide Distribution True-up petition for 2nd control Period as Annexure-I
4428 | Estimate for erection of 1 No. 25 KVA DT | MAHABOOBNAGAR | 02.03.2012 | 0.022057 | Submitted vide Distribution True-up petition for 2nd control Period as Annexure-I | Submitted vide Distribution True-up petition for 2nd control Period as Annexure-I
4429 | Estimate for erection of 1 No. 16 KVA DT | MAHABOOBNAGAR | 07.03.2012 | 0.012789 | Submitted vide Distribution True-up petition for 2nd control Period as Annexure-I | Submitted vide Distribution True-up petition for 2nd control Period as Annexure-I
4430 | Estimate for erection of 1 No. 16 KVA DT | MAHABOOBNAGAR | 06.02.2012 | 0.012613 | Submitted vide Distribution True-up petition for 2nd control Period as Annexure-I | Submitted vide Distribution True-up petition for 2nd control Period as Annexure-I
4431 | Estimate for erection of 1 No. 16 KVA DT | MAHABOOBNAGAR | 02.03.2012 | 0.013563 | Submitted vide Distribution True-up petition for 2nd control Period as Annexure-I | Submitted vide Distribution True-up petition for 2nd control Period as Annexure-I
4432 | Errection of 1 No. 100 KVA Addl. DTR at | MAHABOOBNAGAR | 11.06.2012 | 0.016627 | Submitted vide Distribution True-up petition for 2nd control Period as Annexure-I | Submitted vide Distribution True-up petition for 2nd control Period as Annexure-I
4433 | Providing of 1 No. 100 KVA Addl. DTR at | MAHABOOBNAGAR | 11.06.2012 | 0.017293 | Submitted vide Distribution True-up petition for 2nd control Period as Annexure-I | Submitted vide Distribution True-up petition for 2nd control Period as Annexure-I
4434 | \Estimate for erection of 1 No. 25 KVA D | MAHABOOBNAGAR | 09.03.2012 | 0.011802 | Submitted vide Distribution True-up petition for 2nd control Period as Annexure-I | Submitted vide Distribution True-up petition for 2nd control Period as Annexure-I
4435 | e/s Va of(Ramesh) at KRPally | MAHABOOBNAGAR | 12.03.2012 | 0.014472 | Submitted vide Distribution True-up petition for 2nd control Period as Annexure-I | Submitted vide Distribution True-up petition for 2nd control Period as Annexure-I
4436 | Erection of 1X15KVA DTR for electrificat | MAHABOOBNAGAR | 22.03.2012 | 0.030048 | Submitted vide Distribution True-up petition for 2nd control Period as Annexure-I | Submitted vide Distribution True-up petition for 2nd control Period as Annexure-I
4437 | E/S proposal for Releasing of 1 No 5 HP | MAHABOOBNAGAR | 21.02.2012 | 0.00086837 | Submitted vide Distribution True-up petition for 2nd control Period as Annexure-I | Submitted vide Distribution True-up petition for 2nd control Period as Annexure-I
4438 | Extension of supply to 32 Nos single pha | MAHABOOBNAGAR | 01.02.2012 | 0.017643 | Submitted vide Distribution True-up petition for 2nd control Period as Annexure-I | Submitted vide Distribution True-up petition for 2nd control Period as Annexure-I
4439 | Road crossing | MAHABOOBNAGAR | 08.06.2012 | 0.0013814 | Submitted vide Distribution True-up petition for 2nd control Period as Annexure-I | Submitted vide Distribution True-up petition for 2nd control Period as Annexure-I
4440 | E/s for erection of 01 NO 15KVA dtr for | MAHABOOBNAGAR | 16.01.2012 | 0.0025615 | Submitted vide Distribution True-up petition for 2nd control Period as Annexure-I | Submitted vide Distribution True-up petition for 2nd control Period as Annexure-I
4441 | LT road crossing | MAHABOOBNAGAR | 08.06.2012 | 0.0014553 | Submitted vide Distribution True-up petition for 2nd control Period as Annexure-I | Submitted vide Distribution True-up petition for 2nd control Period as Annexure-I
4442 | E/S to Release 15KW Non-Domestic Load to | MAHABOOBNAGAR | 13.01.2012 | 0.0098691 | Submitted vide Distribution True-up petition for 2nd control Period as Annexure-I | Submitted vide Distribution True-up petition for 2nd control Period as Annexure-I
4443 | Mineral water plant, Boyapally. | MAHABOOBNAGAR | 24.03.2012 | 0.0057297 | Submitted vide Distribution True-up petition for 2nd control Period as Annexure-I | Submitted vide Distribution True-up petition for 2nd control Period as Annexure-I
4444 | M/S Kasturiba Gandhi Balika Vidyalayam(K | MAHABOOBNAGAR | 10.01.2012 | 0.0068674 | Submitted vide Distribution True-up petition for 2nd control Period as Annexure-I | Submitted vide Distribution True-up petition for 2nd control Period as Annexure-I
4445 | Fixing of meter on SMC Boards with acces | MAHABOOBNAGAR | 08.02.2012 | 0.007116 | Submitted vide Distribution True-up petition for 2nd control Period as Annexure-I | Submitted vide Distribution True-up petition for 2nd control Period as Annexure-I
4446 | Fixing of meter on SMC Boards with acces | MAHABOOBNAGAR | 08.02.2012 | 0.007196 | Submitted vide Distribution True-up petition for 2nd control Period as Annexure-I | Submitted vide Distribution True-up petition for 2nd control Period as Annexure-I
4447 | Fixing of meter on SMC Boards with acces | MAHABOOBNAGAR | 08.02.2012 | 0.007096 | Submitted vide Distribution True-up petition for 2nd control Period as Annexure-I | Submitted vide Distribution True-up petition for 2nd control Period as Annexure-I
4448 | Fixing of meter on SMC Boards with acces | MAHABOOBNAGAR | 30.03.2012 | 0.007316 | Submitted vide Distribution True-up petition for 2nd control Period as Annexure-I | Submitted vide Distribution True-up petition for 2nd control Period as Annexure-I
4449 | Fixing of meter on SMC Boards with acces | MAHABOOBNAGAR | 30.03.2012 | 0.007276 | Submitted vide Distribution True-up petition for 2nd control Period as Annexure-I | Submitted vide Distribution True-up petition for 2nd control Period as Annexure-I
4450 | Estimate for Erecrtion of 25 KVA DTR for | MAHABOOBNAGAR | 14.02.2012 | 0.015219 | Submitted vide Distribution True-up petition for 2nd control Period as Annexure-I | Submitted vide Distribution True-up petition for 2nd control Period as Annexure-I
4451 | Estimate for Erecrtion of 25 KVA DTR for | MAHABOOBNAGAR | 14.02.2012 | 0.013677 | Submitted vide Distribution True-up petition for 2nd control Period as Annexure-I | Submitted vide Distribution True-up petition for 2nd control Period as Annexure-I
4452 | Fixing of meter on SMC Boards with acces | MAHABOOBNAGAR | 30.03.2012 | 0.006627 | Submitted vide Distribution True-up petition for 2nd control Period as Annexure-I | Submitted vide Distribution True-up petition for 2nd control Period as Annexure-I
4453 | Estimate for Erection of 1No 16 KVA DTR | MAHABOOBNAGAR | 10.11.2011 | 0.0058394 | Submitted vide Distribution True-up petition for 2nd control Period as Annexure-I | Submitted vide Distribution True-up petition for 2nd control Period as Annexure-I
4454 | Estimate for Erection of Addl. 2x25 KVA | MAHABOOBNAGAR | 08.06.2012 | 0.02022 | Submitted vide Distribution True-up petition for 2nd control Period as Annexure-I | Submitted vide Distribution True-up petition for 2nd control Period as Annexure-I
4455 | 1X25 KVA AGL at Chandraspally | MAHABOOBNAGAR | 24.03.2012 | 0.010725 | Submitted vide Distribution True-up petition for 2nd control Period as Annexure-I | Submitted vide Distribution True-up petition for 2nd control Period as Annexure-I
4456 | Genaral :- Erection of 1no 16 kva DTR fo | MAHABOOBNAGAR | 18.02.2012 | 0.011446 | Submitted vide Distribution True-up petition for 2nd control Period as Annexure-I | Submitted vide Distribution True-up petition for 2nd control Period as Annexure-I
4457 | Extension of Supply to 1No 5HP AGL load | MAHABOOBNAGAR | 28.03.2012 | 0.00084305 | Submitted vide Distribution True-up petition for 2nd control Period as Annexure-I | Submitted vide Distribution True-up petition for 2nd control Period as Annexure-I
4458 | Estimate for Replacement of 8.0Mts PSCC | MAHABOOBNAGAR | 28.03.2012 | 0.00089274 | Submitted vide Distribution True-up petition for 2nd control Period as Annexure-I | Submitted vide Distribution True-up petition for 2nd control Period as Annexure-I
4459 | Estimate to errection of 1X25KVA DTRs fo | MAHABOOBNAGAR | 18.01.2012 | 0.01274 | Submitted vide Distribution True-up petition for 2nd control Period as Annexure-I | Submitted vide Distribution True-up petition for 2nd control Period as Annexure-I
4460 | Errection of 1X25KVA DTR for releadsing | MAHABOOBNAGAR | 18.01.2012 | 0.01527 | Submitted vide Distribution True-up petition for 2nd control Period as Annexure-I | Submitted vide Distribution True-up petition for 2nd control Period as Annexure-I
4461 | Providing of 4 NOs CI pie earthings for | MAHABOOBNAGAR | 08.06.2012 | 0.0017253 | Submitted vide Distribution True-up petition for 2nd control Period as Annexure-I | Submitted vide Distribution True-up petition for 2nd control Period as Annexure-I
4462 | Providing of 2 NOs CI pie earthings for | MAHABOOBNAGAR | 08.06.2012 | 0.00086097 | Submitted vide Distribution True-up petition for 2nd control Period as Annexure-I | Submitted vide Distribution True-up petition for 2nd control Period as Annexure-I
4463 | Providing of 4 NOs CI pie earthings for | MAHABOOBNAGAR | 08.06.2012 | 0.0017287 | Submitted vide Distribution True-up petition for 2nd control Period as Annexure-I | Submitted vide Distribution True-up petition for 2nd control Period as Annexure-I
4464 | Providing of 4 NOs CI pie earthings for | MAHABOOBNAGAR | 08.06.2012 | 0.0017287 | Submitted vide Distribution True-up petition for 2nd control Period as Annexure-I | Submitted vide Distribution True-up petition for 2nd control Period as Annexure-I
4465 | Providing of 4 NOs CI pie earthings for | MAHABOOBNAGAR | 08.06.2012 | 0.0017253 | Submitted vide Distribution True-up petition for 2nd control Period as Annexure-I | Submitted vide Distribution True-up petition for 2nd control Period as Annexure-I
4466 | E.s for proposal of erection of 1no 25k | MAHABOOBNAGAR | 16.01.2012 | 0.013043 | Submitted vide Distribution True-up petition for 2nd control Period as Annexure-I | Submitted vide Distribution True-up petition for 2nd control Period as Annexure-I
4467 | E.s for proposal of erection of 1no 25k | MAHABOOBNAGAR | 16.01.2012 | 0.014222 | Submitted vide Distribution True-up petition for 2nd control Period as Annexure-I | Submitted vide Distribution True-up petition for 2nd control Period as Annexure-I
4468 | Estimate to errection of 1X25KVA DTRs fo | MAHABOOBNAGAR | 25.01.2012 | 0.015403 | Submitted vide Distribution True-up petition for 2nd control Period as Annexure-I | Submitted vide Distribution True-up petition for 2nd control Period as Annexure-I
4469 | Estimate Mahantipoor 1X25KVA. | MAHABOOBNAGAR | 22.03.2012 | 0.01208 | Submitted vide Distribution True-up petition for 2nd control Period as Annexure-I | Submitted vide Distribution True-up petition for 2nd control Period as Annexure-I
4470 | Erection of 25 KVA 3 phase DTR for relea | MAHABOOBNAGAR | 22.03.2012 | 0.014691 | Submitted vide Distribution True-up petition for 2nd control Period as Annexure-I | Submitted vide Distribution True-up petition for 2nd control Period as Annexure-I
4471 | Estimate for Extension of supply to 1No | MAHABOOBNAGAR | 28.12.2011 | 0.022112 | Submitted vide Distribution True-up petition for 2nd control Period as Annexure-I | Submitted vide Distribution True-up petition for 2nd control Period as Annexure-I
4472 | E/spro release 3agl at Konetipur Cons:Ja | MAHABOOBNAGAR | 12.03.2012 | 0.0089439 | Submitted vide Distribution True-up petition for 2nd control Period as Annexure-I | Submitted vide Distribution True-up petition for 2nd control Period as Annexure-I
4473 | Erection of 1No 25KVA DTR for releasing | MAHABOOBNAGAR | 25.03.2012 | 0.0098706 | Submitted vide Distribution True-up petition for 2nd control Period as Annexure-I | Submitted vide Distribution True-up petition for 2nd control Period as Annexure-I
4474 | E/s for erectin of 01 no 25KVA DTR to re | MAHABOOBNAGAR | 30.03.2012 | 0.011664 | Submitted vide Distribution True-up petition for 2nd control Period as Annexure-I | Submitted vide Distribution True-up petition for 2nd control Period as Annexure-I
4475 | E/s for erectin of 01 no 25KVA DTR to re | MAHABOOBNAGAR | 30.03.2012 | 0.011899 | Submitted vide Distribution True-up petition for 2nd control Period as Annexure-I | Submitted vide Distribution True-up petition for 2nd control Period as Annexure-I
4476 | CCKUNTA-THIRUMALAPUR(V)-REL3NO'S AGL SER | MAHABOOBNAGAR | 18.03.2012 | 0.0093469 | Submitted vide Distribution True-up petition for 2nd control Period as Annexure-I | Submitted vide Distribution True-up petition for 2nd control Period as Annexure-I
4477 | Re drilling of bore at Jadcharla old Div | MAHABOOBNAGAR | 08.06.2012 | 0.0099636 | Submitted vide Distribution True-up petition for 2nd control Period as Annexure-I | Submitted vide Distribution True-up petition for 2nd control Period as Annexure-I
4478 | Estimate Mahantipoor 1X25KVA. | MAHABOOBNAGAR | 22.03.2012 | 0.012062 | Submitted vide Distribution True-up petition for 2nd control Period as Annexure-I | Submitted vide Distribution True-up petition for 2nd control Period as Annexure-I
4479 | E/s to 1 No.5 HP Industrial load to M/S | MAHABOOBNAGAR | 21.02.2012 | 0.0001737 | Submitted vide Distribution True-up petition for 2nd control Period as Annexure-I | Submitted vide Distribution True-up petition for 2nd control Period as Annexure-I
4480 | E/s to 1 No. 5 HP Industrial load to Sr | MAHABOOBNAGAR | 21.02.2012 | 0.0001737 | Submitted vide Distribution True-up petition for 2nd control Period as Annexure-I | Submitted vide Distribution True-up petition for 2nd control Period as Annexure-I
4481 | Erection of 1No 25 KVA DTR to release of | MAHABOOBNAGAR | 22.02.2012 | 0.0089355 | Submitted vide Distribution True-up petition for 2nd control Period as Annexure-I | Submitted vide Distribution True-up petition for 2nd control Period as Annexure-I
4482 | Erection of 1no 5HP AGL Service to Sri D | MAHABOOBNAGAR | 16.12.2011 | 0.0011581 | Submitted vide Distribution True-up petition for 2nd control Period as Annexure-I | Submitted vide Distribution True-up petition for 2nd control Period as Annexure-I
4483 | Erection of 1No 25KVA DTR for releasing | MAHABOOBNAGAR | 25.03.2012 | 0.010787 | Submitted vide Distribution True-up petition for 2nd control Period as Annexure-I | Submitted vide Distribution True-up petition for 2nd control Period as Annexure-I
4484 | Erection of 2No 5HP AGL Services to c.ch | MAHABOOBNAGAR | 08.02.2012 | 0.0015605 | Submitted vide Distribution True-up petition for 2nd control Period as Annexure-I | Submitted vide Distribution True-up petition for 2nd control Period as Annexure-I
4485 | Erection of 1no 5HP AGL Service to Sri v | MAHABOOBNAGAR | 16.12.2011 | 0.0011467 | Submitted vide Distribution True-up petition for 2nd control Period as Annexure-I | Submitted vide Distribution True-up petition for 2nd control Period as Annexure-I
4486 | Erection of 1No 5HP AGL load to sri k.la | MAHABOOBNAGAR | 08.02.2012 | 0.0011581 | Submitted vide Distribution True-up petition for 2nd control Period as Annexure-I | Submitted vide Distribution True-up petition for 2nd control Period as Annexure-I
4487 | Erection of 1no 5HP AGL Service to Sri P | MAHABOOBNAGAR | 16.12.2011 | 0.0011467 | Submitted vide Distribution True-up petition for 2nd control Period as Annexure-I | Submitted vide Distribution True-up petition for 2nd control Period as Annexure-I
4488 | Extension of Supply to 1No 5HP AGL load | MAHABOOBNAGAR | 28.03.2012 | 0.0013136 | Submitted vide Distribution True-up petition for 2nd control Period as Annexure-I | Submitted vide Distribution True-up petition for 2nd control Period as Annexure-I
4489 | Extension of Supply to 1No 5HP AGL load | MAHABOOBNAGAR | 05.01.2012 | 0.0011475 | Submitted vide Distribution True-up petition for 2nd control Period as Annexure-I | Submitted vide Distribution True-up petition for 2nd control Period as Annexure-I
4490 | Extension of Supply to 1No 5HP AGL load | MAHABOOBNAGAR | 28.03.2012 | 0.00054851 | Submitted vide Distribution True-up petition for 2nd control Period as Annexure-I | Submitted vide Distribution True-up petition for 2nd control Period as Annexure-I
4491 | Erection of 1no 5HP AGL Service to Sri G | MAHABOOBNAGAR | 08.02.2012 | 0.0012778 | Submitted vide Distribution True-up petition for 2nd control Period as Annexure-I | Submitted vide Distribution True-up petition for 2nd control Period as Annexure-I
4492 | Erection of 1no 5HP AGL Service to Sri T | MAHABOOBNAGAR | 16.12.2011 | 0.00082216 | Submitted vide Distribution True-up petition for 2nd control Period as Annexure-I | Submitted vide Distribution True-up petition for 2nd control Period as Annexure-I
4493 | Erection of 1no 5HP AGL Service to Sri J | MAHABOOBNAGAR | 01.03.2012 | 0.0012794 | Submitted vide Distribution True-up petition for 2nd control Period as Annexure-I | Submitted vide Distribution True-up petition for 2nd control Period as Annexure-I
4494 | Providing of 60 nos 1phase energy meters | MAHABOOBNAGAR | 08.06.2012 | 0.0051757 | Submitted vide Distribution True-up petition for 2nd control Period as Annexure-I | Submitted vide Distribution True-up petition for 2nd control Period as Annexure-I
4495 | Const.Of CR at Ramanpad 33/11 kvss | MAHABOOBNAGAR | 06.06.2012 | 0.053535 | Submitted vide Distribution True-up petition for 2nd control Period as Annexure-I | Submitted vide Distribution True-up petition for 2nd control Period as Annexure-I
4496 | Prov of RW,ISF at Ramanpad 33/11 kv ss | MAHABOOBNAGAR | 01.08.2013 | 0.054662 | Submitted vide Distribution True-up petition for 2nd control Period as Annexure-I | Submitted vide Distribution True-up petition for 2nd control Period as Annexure-I
4497 | Providing of 11 KV LINE AB SWITCHES fo | MAHABOOBNAGAR | 11.06.2012 | 0.0044178 | Submitted vide Distribution True-up petition for 2nd control Period as Annexure-I | Submitted vide Distribution True-up petition for 2nd control Period as Annexure-I
4498 | Estiamte Proposals for 1No 15KW Non Dome | MAHABOOBNAGAR | 17.03.2012 | 0.010529 | Submitted vide Distribution True-up petition for 2nd control Period as Annexure-I | Submitted vide Distribution True-up petition for 2nd control Period as Annexure-I
4499 | Estimate erection of 25 KVA DTR for rele | MAHABOOBNAGAR | 18.03.2012 | 0.010389 | Submitted vide Distribution True-up petition for 2nd control Period as Annexure-I | Submitted vide Distribution True-up petition for 2nd control Period as Annexure-I
4500 | Erection of 6No 11KV AB Switches and 4No | MAHABOOBNAGAR | 08.06.2012 | 0.0086185 | Submitted vide Distribution True-up petition for 2nd control Period as Annexure-I | Submitted vide Distribution True-up petition for 2nd control Period as Annexure-I
4501 | Estimate for Providing of 6 nos 11 KV AB | MAHABOOBNAGAR | 08.06.2012 | 0.008626 | Submitted vide Distribution True-up petition for 2nd control Period as Annexure-I | Submitted vide Distribution True-up petition for 2nd control Period as Annexure-I
4502 | Erection of 6No 11KV AB Switches and 5No | MAHABOOBNAGAR | 08.06.2012 | 0.0088359 | Submitted vide Distribution True-up petition for 2nd control Period as Annexure-I | Submitted vide Distribution True-up petition for 2nd control Period as Annexure-I
4503 | Erection of 6No 11KV AB Switches and 4No | MAHABOOBNAGAR | 08.06.2012 | 0.0086185 | Submitted vide Distribution True-up petition for 2nd control Period as Annexure-I | Submitted vide Distribution True-up petition for 2nd control Period as Annexure-I
4504 | Estimate praposal for Addl.load of 8KW o | MAHABOOBNAGAR | 28.12.2011 | 0.00059787 | Submitted vide Distribution True-up petition for 2nd control Period as Annexure-I | Submitted vide Distribution True-up petition for 2nd control Period as Annexure-I
4505 | E/s 100KVA Addl.DTR Hanwada Town | MAHABOOBNAGAR | 07.06.2012 | 0.028257 | Submitted vide Distribution True-up petition for 2nd control Period as Annexure-I | Submitted vide Distribution True-up petition for 2nd control Period as Annexure-I
4506 | Genaral :- Erection of 1no 25kva DTR for | MAHABOOBNAGAR | 18.02.2012 | 0.021052 | Submitted vide Distribution True-up petition for 2nd control Period as Annexure-I | Submitted vide Distribution True-up petition for 2nd control Period as Annexure-I
4507 | Genaral :- Erection of 1no 25kva DTR for | MAHABOOBNAGAR | 18.02.2012 | 0.014493 | Submitted vide Distribution True-up petition for 2nd control Period as Annexure-I | Submitted vide Distribution True-up petition for 2nd control Period as Annexure-I
4508 | Erection of 1no 25KVA DTR for releasing | MAHABOOBNAGAR | 25.02.2012 | 0.014478 | Submitted vide Distribution True-up petition for 2nd control Period as Annexure-I | Submitted vide Distribution True-up petition for 2nd control Period as Annexure-I
4509 | Erection of 1no 25KVA DTR for releasing | MAHABOOBNAGAR | 25.02.2012 | 0.0083765 | Submitted vide Distribution True-up petition for 2nd control Period as Annexure-I | Submitted vide Distribution True-up petition for 2nd control Period as Annexure-I
4510 | Erection of 1no 25KVA DTR for releasing | MAHABOOBNAGAR | 25.02.2012 | 0.012914 | Submitted vide Distribution True-up petition for 2nd control Period as Annexure-I | Submitted vide Distribution True-up petition for 2nd control Period as Annexure-I
4511 | Erection of 1no 25KVA DTR for releasing | MAHABOOBNAGAR | 25.02.2012 | 0.0087997 | Submitted vide Distribution True-up petition for 2nd control Period as Annexure-I | Submitted vide Distribution True-up petition for 2nd control Period as Annexure-I
4512 | Estimate for Extension of 1KW Cat-VII to | MAHABOOBNAGAR | 12.06.2012 | 0.0030288 | Submitted vide Distribution True-up petition for 2nd control Period as Annexure-I | Submitted vide Distribution True-up petition for 2nd control Period as Annexure-I
4513 | R & M Works in SE Off toilets in MBNR | MAHABOOBNAGAR | 08.06.2012 | 0.0054437 | Submitted vide Distribution True-up petition for 2nd control Period as Annexure-I | Submitted vide Distribution True-up petition for 2nd control Period as Annexure-I
4514 | NAGIREDDIPALLI-1NO25KVA-CATVA-BOMRASPET( | MAHABOOBNAGAR | 24.03.2012 | 0.017522 | Submitted vide Distribution True-up petition for 2nd control Period as Annexure-I | Submitted vide Distribution True-up petition for 2nd control Period as Annexure-I
4515 | NAGIREDDIPALLI-1NO25KVA-CATVA-BOMRASPET( | MAHABOOBNAGAR | 24.03.2012 | 0.017457 | Submitted vide Distribution True-up petition for 2nd control Period as Annexure-I | Submitted vide Distribution True-up petition for 2nd control Period as Annexure-I
4516 | Estimate for erection of 1 No. 25KVA DTR | MAHABOOBNAGAR | 07.03.2012 | 0.014856 | Submitted vide Distribution True-up petition for 2nd control Period as Annexure-I | Submitted vide Distribution True-up petition for 2nd control Period as Annexure-I
4517 | Estimate Proposal for Extension of supp | MAHABOOBNAGAR | 27.02.2012 | 0.016948 | Submitted vide Distribution True-up petition for 2nd control Period as Annexure-I | Submitted vide Distribution True-up petition for 2nd control Period as Annexure-I
4518 | Inter linking line-BOMRASPET(M) | MAHABOOBNAGAR | 11.06.2012 | 0.014834 | Submitted vide Distribution True-up petition for 2nd control Period as Annexure-I | Submitted vide Distribution True-up petition for 2nd control Period as Annexure-I
4519 | Erection of 1No 25 KVA DTR to release of | MAHABOOBNAGAR | 22.02.2012 | 0.015698 | Submitted vide Distribution True-up petition for 2nd control Period as Annexure-I | Submitted vide Distribution True-up petition for 2nd control Period as Annexure-I
4520 | Erection of 1No 25KVA DTR for releasing | MAHABOOBNAGAR | 24.03.2012 | 0.018586 | Submitted vide Distribution True-up petition for 2nd control Period as Annexure-I | Submitted vide Distribution True-up petition for 2nd control Period as Annexure-I
4521 | Genaral :- Erection of 1no 16 kva DTR fo | MAHABOOBNAGAR | 18.02.2012 | 0.010064 | Submitted vide Distribution True-up petition for 2nd control Period as Annexure-I | Submitted vide Distribution True-up petition for 2nd control Period as Annexure-I
4522 | Providing of 4 NO's CI pie Earthlings fo | MAHABOOBNAGAR | 08.06.2012 | 0.0017219 | Submitted vide Distribution True-up petition for 2nd control Period as Annexure-I | Submitted vide Distribution True-up petition for 2nd control Period as Annexure-I
4523 | Providing of 4 NO's CI pie Earthlings fo | MAHABOOBNAGAR | 08.06.2012 | 0.0017219 | Submitted vide Distribution True-up petition for 2nd control Period as Annexure-I | Submitted vide Distribution True-up petition for 2nd control Period as Annexure-I
4524 | Providing of 4 NO's CI pie Earthlings fo | MAHABOOBNAGAR | 08.06.2012 | 0.0017219 | Submitted vide Distribution True-up petition for 2nd control Period as Annexure-I | Submitted vide Distribution True-up petition for 2nd control Period as Annexure-I
4525 | Estimate proposal for 1X10KW Commercial | MAHABOOBNAGAR | 23.01.2012 | 0.0068625 | Submitted vide Distribution True-up petition for 2nd control Period as Annexure-I | Submitted vide Distribution True-up petition for 2nd control Period as Annexure-I
4526 | Estimate praposal for extension of supp | MAHABOOBNAGAR | 29.12.2011 | 0.011371 | Submitted vide Distribution True-up petition for 2nd control Period as Annexure-I | Submitted vide Distribution True-up petition for 2nd control Period as Annexure-I
4527 | Renovation of DE / DPE Office MBNR | MAHABOOBNAGAR | 08.06.2012 | 0.0065326 | Submitted vide Distribution True-up petition for 2nd control Period as Annexure-I | Submitted vide Distribution True-up petition for 2nd control Period as Annexure-I
4528 | Renovation of APTS Office MBNR : | MAHABOOBNAGAR | 08.06.2012 | 0.0083741 | Submitted vide Distribution True-up petition for 2nd control Period as Annexure-I | Submitted vide Distribution True-up petition for 2nd control Period as Annexure-I
4529 | E/S to Release 5 KW load Under Cat-VII t | MAHABOOBNAGAR | 13.01.2012 | 0.0053762 | Submitted vide Distribution True-up petition for 2nd control Period as Annexure-I | Submitted vide Distribution True-up petition for 2nd control Period as Annexure-I
4530 | HAKIMPET-1NO25KVA-CATVA-BOMRASPET(M)4NOS | MAHABOOBNAGAR | 25.03.2012 | 0.017216 | Submitted vide Distribution True-up petition for 2nd control Period as Annexure-I | Submitted vide Distribution True-up petition for 2nd control Period as Annexure-I
4531 | HAKIMPET-1NO25KVA-CATVA-BOMRASPET(M)4NOS | MAHABOOBNAGAR | 24.03.2012 | 0.017037 | Submitted vide Distribution True-up petition for 2nd control Period as Annexure-I | Submitted vide Distribution True-up petition for 2nd control Period as Annexure-I
4532 | Erection of 1no 25KVA DTR for releasing | MAHABOOBNAGAR | 25.02.2012 | 0.012886 | Submitted vide Distribution True-up petition for 2nd control Period as Annexure-I | Submitted vide Distribution True-up petition for 2nd control Period as Annexure-I
4533 | Estimate proposal for Fixing of meter on | MAHABOOBNAGAR | 20.03.2012 | 0.008 | Submitted vide Distribution True-up petition for 2nd control Period as Annexure-I | Submitted vide Distribution True-up petition for 2nd control Period as Annexure-I
4534 | Estimate proposal for Fixing of meter on | MAHABOOBNAGAR | 13.01.2012 | 0.008 | Submitted vide Distribution True-up petition for 2nd control Period as Annexure-I | Submitted vide Distribution True-up petition for 2nd control Period as Annexure-I
4535 | Estimate proposal for Fixing of meter on | MAHABOOBNAGAR | 20.03.2012 | 0.008 | Submitted vide Distribution True-up petition for 2nd control Period as Annexure-I | Submitted vide Distribution True-up petition for 2nd control Period as Annexure-I
4536 | Estimate proposal for Fixing of meter on | MAHABOOBNAGAR | 13.01.2012 | 0.008 | Submitted vide Distribution True-up petition for 2nd control Period as Annexure-I | Submitted vide Distribution True-up petition for 2nd control Period as Annexure-I
4537 | Estimate proposal for erection of 2.0 KM | MAHABOOBNAGAR | 06.01.2012 | 0.03339 | Submitted vide Distribution True-up petition for 2nd control Period as Annexure-I | Submitted vide Distribution True-up petition for 2nd control Period as Annexure-I
4538 | Providing of 2 NO's CI pie Earthlings fo | MAHABOOBNAGAR | 08.06.2012 | 0.00086097 | Submitted vide Distribution True-up petition for 2nd control Period as Annexure-I | Submitted vide Distribution True-up petition for 2nd control Period as Annexure-I
4539 | Providing of 4 NO's CI pie Earthlings fo | MAHABOOBNAGAR | 08.06.2012 | 0.0017219 | Submitted vide Distribution True-up petition for 2nd control Period as Annexure-I | Submitted vide Distribution True-up petition for 2nd control Period as Annexure-I
4540 | Providing of 4 NO's CI pie Earthlings fo | MAHABOOBNAGAR | 08.06.2012 | 0.0017219 | Submitted vide Distribution True-up petition for 2nd control Period as Annexure-I | Submitted vide Distribution True-up petition for 2nd control Period as Annexure-I
4541 | Estimate for Erection of 1 No. 100 KVA A | MAHABOOBNAGAR | 11.06.2012 | 0.030283 | Submitted vide Distribution True-up petition for 2nd control Period as Annexure-I | Submitted vide Distribution True-up petition for 2nd control Period as Annexure-I
4542 | SMC BOAR -80No's Doultabad mandal.,, | MAHABOOBNAGAR | 30.01.2012 | 0.008 | Submitted vide Distribution True-up petition for 2nd control Period as Annexure-I | Submitted vide Distribution True-up petition for 2nd control Period as Annexure-I
4543 | SMC BOAR -80No's Doultabad mandal.,, | MAHABOOBNAGAR | 30.01.2012 | 0.008 | Submitted vide Distribution True-up petition for 2nd control Period as Annexure-I | Submitted vide Distribution True-up petition for 2nd control Period as Annexure-I
4544 | SMC BOAR -80No's Doultabad mandal.,, | MAHABOOBNAGAR | 28.01.2012 | 0.008 | Submitted vide Distribution True-up petition for 2nd control Period as Annexure-I | Submitted vide Distribution True-up petition for 2nd control Period as Annexure-I
4545 | SMC BOAR -80No's Doultabad mandal.,, | MAHABOOBNAGAR | 30.01.2012 | 0.008 | Submitted vide Distribution True-up petition for 2nd control Period as Annexure-I | Submitted vide Distribution True-up petition for 2nd control Period as Annexure-I
4546 | SMC BOAR -80No's Doultabad mandal.,, | MAHABOOBNAGAR | 28.01.2012 | 0.008 | Submitted vide Distribution True-up petition for 2nd control Period as Annexure-I | Submitted vide Distribution True-up petition for 2nd control Period as Annexure-I
4547 | SMC BOAR -80No's Doultabad mandal.,, | MAHABOOBNAGAR | 28.01.2012 | 0.008 | Submitted vide Distribution True-up petition for 2nd control Period as Annexure-I | Submitted vide Distribution True-up petition for 2nd control Period as Annexure-I
4548 | Erection of 1no 25KVA DTR for releasing | MAHABOOBNAGAR | 26.02.2012 | 0.007485 | Submitted vide Distribution True-up petition for 2nd control Period as Annexure-I | Submitted vide Distribution True-up petition for 2nd control Period as Annexure-I
4549 | Erection of 1no 25KVA DTR for releasing | MAHABOOBNAGAR | 26.02.2012 | 0.0074627 | Submitted vide Distribution True-up petition for 2nd control Period as Annexure-I | Submitted vide Distribution True-up petition for 2nd control Period as Annexure-I
4550 | Erection of 1no 25KVA DTR for releasing | MAHABOOBNAGAR | 26.02.2012 | 0.0073848 | Submitted vide Distribution True-up petition for 2nd control Period as Annexure-I | Submitted vide Distribution True-up petition for 2nd control Period as Annexure-I
4551 | The proposal envisages for releasing of | MAHABOOBNAGAR | 26.02.2012 | 0.0019273 | Submitted vide Distribution True-up petition for 2nd control Period as Annexure-I | Submitted vide Distribution True-up petition for 2nd control Period as Annexure-I
4552 | Erection of 1no 25KVA DTR for Releasing | MAHABOOBNAGAR | 25.02.2012 | 0.0076012 | Submitted vide Distribution True-up petition for 2nd control Period as Annexure-I | Submitted vide Distribution True-up petition for 2nd control Period as Annexure-I
4553 | Erection of 1no 25KVA DTR for releasing | MAHABOOBNAGAR | 26.02.2012 | 0.0099204 | Submitted vide Distribution True-up petition for 2nd control Period as Annexure-I | Submitted vide Distribution True-up petition for 2nd control Period as Annexure-I
4554 | Erection of 1no 25KVA DTR for Releasing | MAHABOOBNAGAR | 26.02.2012 | 0.010243 | Submitted vide Distribution True-up petition for 2nd control Period as Annexure-I | Submitted vide Distribution True-up petition for 2nd control Period as Annexure-I
4555 | HAKIMPET-1NO25KVA-CATVA-BOMRASPET(M)4NOS | MAHABOOBNAGAR | 22.03.2012 | 0.016007 | Submitted vide Distribution True-up petition for 2nd control Period as Annexure-I | Submitted vide Distribution True-up petition for 2nd control Period as Annexure-I
4556 | Providing of 4 NO's CI pie Earthlings fo | MAHABOOBNAGAR | 08.06.2012 | 0.0017219 | Submitted vide Distribution True-up petition for 2nd control Period as Annexure-I | Submitted vide Distribution True-up petition for 2nd control Period as Annexure-I
4557 | Providing of 2 NO's CI pie Earthlings fo | MAHABOOBNAGAR | 08.06.2012 | 0.00086097 | Submitted vide Distribution True-up petition for 2nd control Period as Annexure-I | Submitted vide Distribution True-up petition for 2nd control Period as Annexure-I
4558 | Estimate for erection of 1 No. 25KVA DTR | MAHABOOBNAGAR | 04.02.2012 | 0.014523 | Submitted vide Distribution True-up petition for 2nd control Period as Annexure-I | Submitted vide Distribution True-up petition for 2nd control Period as Annexure-I
4559 | Estimate for erection of 1 No. 25KVA DTR | MAHABOOBNAGAR | 07.03.2012 | 0.014665 | Submitted vide Distribution True-up petition for 2nd control Period as Annexure-I | Submitted vide Distribution True-up petition for 2nd control Period as Annexure-I
4560 | E/s for erection of 01 No 16 KVA DTR to | MAHABOOBNAGAR | 30.03.2012 | 0.0051301 | Submitted vide Distribution True-up petition for 2nd control Period as Annexure-I | Submitted vide Distribution True-up petition for 2nd control Period as Annexure-I
4561 | E/s proposal for release of 5 Nos agls l | MAHABOOBNAGAR | 29.03.2012 | 0.013541 | Submitted vide Distribution True-up petition for 2nd control Period as Annexure-I | Submitted vide Distribution True-up petition for 2nd control Period as Annexure-I
4562 | E/s for providing of 100 Nos meters for | MAHABOOBNAGAR | 08.06.2012 | 0.0094916 | Submitted vide Distribution True-up petition for 2nd control Period as Annexure-I | Submitted vide Distribution True-up petition for 2nd control Period as Annexure-I
4563 | E/s for providing of 100 Nos meters for | MAHABOOBNAGAR | 08.06.2012 | 0.0094916 | Submitted vide Distribution True-up petition for 2nd control Period as Annexure-I | Submitted vide Distribution True-up petition for 2nd control Period as Annexure-I
4564 | Estimate proposal for Fixing of meter on | MAHABOOBNAGAR | 03.12.2011 | 0.008 | Submitted vide Distribution True-up petition for 2nd control Period as Annexure-I | Submitted vide Distribution True-up petition for 2nd control Period as Annexure-I
4565 | Estimate proposal for Fixing of meter on | MAHABOOBNAGAR | 03.12.2011 | 0.008 | Submitted vide Distribution True-up petition for 2nd control Period as Annexure-I | Submitted vide Distribution True-up petition for 2nd control Period as Annexure-I
4566 | Estimate proposal for Fixing of meter on | MAHABOOBNAGAR | 03.12.2011 | 0.0072727 | Submitted vide Distribution True-up petition for 2nd control Period as Annexure-I | Submitted vide Distribution True-up petition for 2nd control Period as Annexure-I
4567 | Estimate proposal for Fixing of meter on | MAHABOOBNAGAR | 03.12.2011 | 0.008 | Submitted vide Distribution True-up petition for 2nd control Period as Annexure-I | Submitted vide Distribution True-up petition for 2nd control Period as Annexure-I
4568 | Estimate proposal for Fixing of meter on | MAHABOOBNAGAR | 03.12.2011 | 0.008 | Submitted vide Distribution True-up petition for 2nd control Period as Annexure-I | Submitted vide Distribution True-up petition for 2nd control Period as Annexure-I
4569 | Estimate proposal for Fixing of meter on | MAHABOOBNAGAR | 03.12.2011 | 0.008 | Submitted vide Distribution True-up petition for 2nd control Period as Annexure-I | Submitted vide Distribution True-up petition for 2nd control Period as Annexure-I
4570 | SMC BOAR -80No's Bomraspet mandal.,, | MAHABOOBNAGAR | 11.01.2012 | 0.008 | Submitted vide Distribution True-up petition for 2nd control Period as Annexure-I | Submitted vide Distribution True-up petition for 2nd control Period as Annexure-I
4571 | 80NOS SMC BOARDS AT KODANGAL SECTION | MAHABOOBNAGAR | 11.01.2012 | 0.008 | Submitted vide Distribution True-up petition for 2nd control Period as Annexure-I | Submitted vide Distribution True-up petition for 2nd control Period as Annexure-I
4572 | 80NOS SMC BOARDS AT KODANGAL SECTION | MAHABOOBNAGAR | 11.01.2012 | 0.008 | Submitted vide Distribution True-up petition for 2nd control Period as Annexure-I | Submitted vide Distribution True-up petition for 2nd control Period as Annexure-I
4573 | 80NOS SMC BOARDS AT KODANGAL SECTION | MAHABOOBNAGAR | 11.01.2012 | 0.008 | Submitted vide Distribution True-up petition for 2nd control Period as Annexure-I | Submitted vide Distribution True-up petition for 2nd control Period as Annexure-I
4574 | 80NOS SMC BOARDS AT KODANGAL SECTION | MAHABOOBNAGAR | 11.01.2012 | 0.008 | Submitted vide Distribution True-up petition for 2nd control Period as Annexure-I | Submitted vide Distribution True-up petition for 2nd control Period as Annexure-I
4575 | 80NOS SMC BOARDS AT KODANGAL SECTION | MAHABOOBNAGAR | 11.01.2012 | 0.008 | Submitted vide Distribution True-up petition for 2nd control Period as Annexure-I | Submitted vide Distribution True-up petition for 2nd control Period as Annexure-I
4576 | 80NOS SMC BOARDS AT BOMRASPET SECTION | MAHABOOBNAGAR | 17.01.2012 | 0.008 | Submitted vide Distribution True-up petition for 2nd control Period as Annexure-I | Submitted vide Distribution True-up petition for 2nd control Period as Annexure-I
4577 | 80NOS SMC BOARDS AT BOMRASPET SECTION | MAHABOOBNAGAR | 11.01.2012 | 0.008 | Submitted vide Distribution True-up petition for 2nd control Period as Annexure-I | Submitted vide Distribution True-up petition for 2nd control Period as Annexure-I
4578 | 80NOS SMC BOARDS AT BOMRASPET SECTION | MAHABOOBNAGAR | 17.01.2012 | 0.008 | Submitted vide Distribution True-up petition for 2nd control Period as Annexure-I | Submitted vide Distribution True-up petition for 2nd control Period as Annexure-I
4579 | 80NOS SMC BOARDS AT BOMRASPET SECTION | MAHABOOBNAGAR | 11.01.2012 | 0.008 | Submitted vide Distribution True-up petition for 2nd control Period as Annexure-I | Submitted vide Distribution True-up petition for 2nd control Period as Annexure-I
4580 | 80NOS SMC BOARDS AT BOMRASPET SECTION | MAHABOOBNAGAR | 11.01.2012 | 0.008 | Submitted vide Distribution True-up petition for 2nd control Period as Annexure-I | Submitted vide Distribution True-up petition for 2nd control Period as Annexure-I
4581 | Estimate Proposal for Extension of supp | MAHABOOBNAGAR | 27.02.2012 | 0.0042259 | Submitted vide Distribution True-up petition for 2nd control Period as Annexure-I | Submitted vide Distribution True-up petition for 2nd control Period as Annexure-I
4582 | Estimate to errection of 1X16KVA DTRs fo | MAHABOOBNAGAR | 25.01.2012 | 0.013126 | Submitted vide Distribution True-up petition for 2nd control Period as Annexure-I | Submitted vide Distribution True-up petition for 2nd control Period as Annexure-I
4583 | Extension of supply to, M/s Binju Rajka | MAHABOOBNAGAR | 20.03.2012 | 0.0042998 | Submitted vide Distribution True-up petition for 2nd control Period as Annexure-I | Submitted vide Distribution True-up petition for 2nd control Period as Annexure-I
4584 | 80NOS SMC BOARDS AT KODANGAL SECTION | MAHABOOBNAGAR | 11.01.2012 | 0.008 | Submitted vide Distribution True-up petition for 2nd control Period as Annexure-I | Submitted vide Distribution True-up petition for 2nd control Period as Annexure-I
4585 | Estimate proposal for Fixing of meter on | MAHABOOBNAGAR | 03.12.2011 | 0.007516 | Submitted vide Distribution True-up petition for 2nd control Period as Annexure-I | Submitted vide Distribution True-up petition for 2nd control Period as Annexure-I
4586 | Extension of supply to 1No 15 KVA S-ph D | MAHABOOBNAGAR | 08.06.2012 | 0.003464 | Submitted vide Distribution True-up petition for 2nd control Period as Annexure-I | Submitted vide Distribution True-up petition for 2nd control Period as Annexure-I
4587 | Extension of supply to 1No 15 KVA S-ph D | MAHABOOBNAGAR | 08.06.2012 | 0.0026667 | Submitted vide Distribution True-up petition for 2nd control Period as Annexure-I | Submitted vide Distribution True-up petition for 2nd control Period as Annexure-I
4588 | Estimate proposal providing of 20Nos 8.0 | MAHABOOBNAGAR | 07.06.2012 | 0.0033498 | Submitted vide Distribution True-up petition for 2nd control Period as Annexure-I | Submitted vide Distribution True-up petition for 2nd control Period as Annexure-I
4589 | Estimate proposal providing of 20Nos 8.0 | MAHABOOBNAGAR | 07.06.2012 | 0.0033498 | Submitted vide Distribution True-up petition for 2nd control Period as Annexure-I | Submitted vide Distribution True-up petition for 2nd control Period as Annexure-I
4590 | Estimate proposal providing of 20Nos 8.0 | MAHABOOBNAGAR | 07.06.2012 | 0.0032714 | Submitted vide Distribution True-up petition for 2nd control Period as Annexure-I | Submitted vide Distribution True-up petition for 2nd control Period as Annexure-I
4591 | Providing of Additional 250 KVA Mobile D | MAHABOOBNAGAR | 11.06.2012 | 0.02136 | Submitted vide Distribution True-up petition for 2nd control Period as Annexure-I | Submitted vide Distribution True-up petition for 2nd control Period as Annexure-I
4592 | Detailed estimate for extension of HT Ca | MAHABOOBNAGAR | 06.01.2012 | 0.014258 | Submitted vide Distribution True-up petition for 2nd control Period as Annexure-I | Submitted vide Distribution True-up petition for 2nd control Period as Annexure-I
4593 | E/s proposal for construction of plinth | MAHABOOBNAGAR | 08.06.2012 | 0.0010665 | Submitted vide Distribution True-up petition for 2nd control Period as Annexure-I | Submitted vide Distribution True-up petition for 2nd control Period as Annexure-I
4594 | Erection of 2 nos 16 KVA DTRs for releas | MAHABOOBNAGAR | 25.02.2012 | 0.019252 | Submitted vide Distribution True-up petition for 2nd control Period as Annexure-I | Submitted vide Distribution True-up petition for 2nd control Period as Annexure-I
4595 | Renovation of DE Cont MBNR Off Building | MAHABOOBNAGAR | 08.06.2012 | 0.015822 | Submitted vide Distribution True-up petition for 2nd control Period as Annexure-I | Submitted vide Distribution True-up petition for 2nd control Period as Annexure-I
4596 | E/S of HT supply to Keshavareddy Concept | MAHABOOBNAGAR | 13.01.2012 | 0.020199 | Submitted vide Distribution True-up petition for 2nd control Period as Annexure-I | Submitted vide Distribution True-up petition for 2nd control Period as Annexure-I
4597 | Replacement of 3-ph Current Meters with | MAHABOOBNAGAR | 06.06.2012 | 0.002332 | Submitted vide Distribution True-up petition for 2nd control Period as Annexure-I | Submitted vide Distribution True-up petition for 2nd control Period as Annexure-I
4598 | S&Spreading of chips at Buddram SS | MAHABOOBNAGAR | 06.06.2012 | 0.0098979 | Submitted vide Distribution True-up petition for 2nd control Period as Annexure-I | Submitted vide Distribution True-up petition for 2nd control Period as Annexure-I
4599 | E/s to 1 No. 40 KW Non Domestic service | MAHABOOBNAGAR | 06.01.2012 | 0.019938 | Submitted vide Distribution True-up petition for 2nd control Period as Annexure-I | Submitted vide Distribution True-up petition for 2nd control Period as Annexure-I
4600 | VADICHERLA- MADA ESTIMATE | MAHABOOBNAGAR | 22.03.2012 | 0.01821 | Submitted vide Distribution True-up petition for 2nd control Period as Annexure-I | Submitted vide Distribution True-up petition for 2nd control Period as Annexure-I
4601 | VADICHERLA- MADA ESTIMATE | MAHABOOBNAGAR | 22.03.2012 | 0.017225 | Submitted vide Distribution True-up petition for 2nd control Period as Annexure-I | Submitted vide Distribution True-up petition for 2nd control Period as Annexure-I
4602 | VADICHERLA- MADA ESTIMATE | MAHABOOBNAGAR | 22.03.2012 | 0.018163 | Submitted vide Distribution True-up petition for 2nd control Period as Annexure-I | Submitted vide Distribution True-up petition for 2nd control Period as Annexure-I
4603 | VADICHERLA- MADA ESTIMATE | MAHABOOBNAGAR | 22.03.2012 | 0.017276 | Submitted vide Distribution True-up petition for 2nd control Period as Annexure-I | Submitted vide Distribution True-up petition for 2nd control Period as Annexure-I
4604 | VADICHERLA- MADA ESTIMATE | MAHABOOBNAGAR | 22.03.2012 | 0.020833 | Submitted vide Distribution True-up petition for 2nd control Period as Annexure-I | Submitted vide Distribution True-up petition for 2nd control Period as Annexure-I
4605 | VADICHERLA- MADA ESTIMATE | MAHABOOBNAGAR | 22.03.2012 | 0.017225 | Submitted vide Distribution True-up petition for 2nd control Period as Annexure-I | Submitted vide Distribution True-up petition for 2nd control Period as Annexure-I
4606 | VADICHERLA- MADA ESTIMATE | MAHABOOBNAGAR | 22.03.2012 | 0.017168 | Submitted vide Distribution True-up petition for 2nd control Period as Annexure-I | Submitted vide Distribution True-up petition for 2nd control Period as Annexure-I
4607 | VADICHERLA- MADA ESTIMATE | MAHABOOBNAGAR | 22.03.2012 | 0.016705 | Submitted vide Distribution True-up petition for 2nd control Period as Annexure-I | Submitted vide Distribution True-up petition for 2nd control Period as Annexure-I
4608 | VADICHERLA- MADA ESTIMATE | MAHABOOBNAGAR | 25.03.2012 | 0.01987 | Submitted vide Distribution True-up petition for 2nd control Period as Annexure-I | Submitted vide Distribution True-up petition for 2nd control Period as Annexure-I
4609 | VADICHERLA- MADA ESTIMATE | MAHABOOBNAGAR | 22.03.2012 | 0.017225 | Submitted vide Distribution True-up petition for 2nd control Period as Annexure-I | Submitted vide Distribution True-up petition for 2nd control Period as Annexure-I
4610 | Erection of 1no 25KVA DTR for releasing | MAHABOOBNAGAR | 25.02.2012 | 0.010475 | Submitted vide Distribution True-up petition for 2nd control Period as Annexure-I | Submitted vide Distribution True-up petition for 2nd control Period as Annexure-I
4611 | Estimate proposals for erection of 1No S | MAHABOOBNAGAR | 07.06.2012 | 0.0084148 | Submitted vide Distribution True-up petition for 2nd control Period as Annexure-I | Submitted vide Distribution True-up petition for 2nd control Period as Annexure-I
4612 | Extension of supply to 8 KW Non Domestic | MAHABOOBNAGAR | 27.02.2012 | 0.020369 | Submitted vide Distribution True-up petition for 2nd control Period as Annexure-I | Submitted vide Distribution True-up petition for 2nd control Period as Annexure-I
4613 | 1 No. AGL 25KVA DTR at Ramachnadrapur (V | MAHABOOBNAGAR | 21.03.2012 | 0.015299 | Submitted vide Distribution True-up petition for 2nd control Period as Annexure-I | Submitted vide Distribution True-up petition for 2nd control Period as Annexure-I
4614 | Estimate for extension supply to1 No 13H | MAHABOOBNAGAR | 11.01.2012 | 0.0051451 | Submitted vide Distribution True-up petition for 2nd control Period as Annexure-I | Submitted vide Distribution True-up petition for 2nd control Period as Annexure-I
4615 | Extension of Supply to 1No 5HP AGL load | MAHABOOBNAGAR | 05.01.2012 | 0.000943 | Submitted vide Distribution True-up petition for 2nd control Period as Annexure-I | Submitted vide Distribution True-up petition for 2nd control Period as Annexure-I
4616 | ALIKHANPALLY-REL OF 3NO 5HP AGLS-BOMRASP | MAHABOOBNAGAR | 23.11.2011 | 0.0056212 | Submitted vide Distribution True-up petition for 2nd control Period as Annexure-I | Submitted vide Distribution True-up petition for 2nd control Period as Annexure-I
4617 | ALIKHANPALLY-REL OF 3NO 5HP AGLS-BOMRASP | MAHABOOBNAGAR | 23.11.2011 | 0.0056212 | Submitted vide Distribution True-up petition for 2nd control Period as Annexure-I | Submitted vide Distribution True-up petition for 2nd control Period as Annexure-I
4618 | BALWAIPALLY-REL OF 3NO 5HP AGLS-KOSGI(M) | MAHABOOBNAGAR | 18.03.2013 | 0.0056212 | Submitted vide Distribution True-up petition for 2nd control Period as Annexure-I | Submitted vide Distribution True-up petition for 2nd control Period as Annexure-I
4619 | CHANDRAVANCHA-REL OF 3NO 5HP AGLS-KOSGI( | MAHABOOBNAGAR | 23.11.2011 | 0.0056212 | Submitted vide Distribution True-up petition for 2nd control Period as Annexure-I | Submitted vide Distribution True-up petition for 2nd control Period as Annexure-I
4620 | 1X25 KVA AGL DTR at Zamistapur(V). | MAHABOOBNAGAR | 21.03.2012 | 0.012245 | Submitted vide Distribution True-up petition for 2nd control Period as Annexure-I | Submitted vide Distribution True-up petition for 2nd control Period as Annexure-I
4621 | Erection of 1No 16KVA DTR for releasing | MAHABOOBNAGAR | 26.03.2012 | 0.029422 | Submitted vide Distribution True-up petition for 2nd control Period as Annexure-I | Submitted vide Distribution True-up petition for 2nd control Period as Annexure-I
4622 | Estimate for Extension of Supply to 1No | MAHABOOBNAGAR | 06.01.2012 | 0.018673 | Submitted vide Distribution True-up petition for 2nd control Period as Annexure-I | Submitted vide Distribution True-up petition for 2nd control Period as Annexure-I
4623 | Estimate for Extension of Supply to 1No | MAHABOOBNAGAR | 10.01.2012 | 0.009565 | Submitted vide Distribution True-up petition for 2nd control Period as Annexure-I | Submitted vide Distribution True-up petition for 2nd control Period as Annexure-I
4624 | Estimate for Extension of Supply to 1No | MAHABOOBNAGAR | 10.01.2012 | 0.0083231 | Submitted vide Distribution True-up petition for 2nd control Period as Annexure-I | Submitted vide Distribution True-up petition for 2nd control Period as Annexure-I
4625 | Estimate for Extension of Supply to 1No | MAHABOOBNAGAR | 10.01.2012 | 0.008364 | Submitted vide Distribution True-up petition for 2nd control Period as Annexure-I | Submitted vide Distribution True-up petition for 2nd control Period as Annexure-I
4626 | Estimate for Extension of Supply to 1No | MAHABOOBNAGAR | 10.01.2012 | 0.0086126 | Submitted vide Distribution True-up petition for 2nd control Period as Annexure-I | Submitted vide Distribution True-up petition for 2nd control Period as Annexure-I
4627 | E/S to electrification of Addl WSC colon | MAHABOOBNAGAR | 26.03.2012 | 0.011288 | Submitted vide Distribution True-up petition for 2nd control Period as Annexure-I | Submitted vide Distribution True-up petition for 2nd control Period as Annexure-I
4628 | E/S to electrification of Bodagutta Than | MAHABOOBNAGAR | 26.03.2012 | 0.010595 | Submitted vide Distribution True-up petition for 2nd control Period as Annexure-I | Submitted vide Distribution True-up petition for 2nd control Period as Annexure-I
4629 | 25 KVA DTR for 4 No's AGL at Kannaipally | MAHABOOBNAGAR | 24.03.2012 | 0.013725 | Submitted vide Distribution True-up petition for 2nd control Period as Annexure-I | Submitted vide Distribution True-up petition for 2nd control Period as Annexure-I
4630 | 1X25 KVA AGL at Garlapad(V) | MAHABOOBNAGAR | 24.03.2012 | 0.013922 | Submitted vide Distribution True-up petition for 2nd control Period as Annexure-I | Submitted vide Distribution True-up petition for 2nd control Period as Annexure-I
4631 | Estimate for extension of supply to M/s | MAHABOOBNAGAR | 27.02.2012 | 0.017582 | Submitted vide Distribution True-up petition for 2nd control Period as Annexure-I | Submitted vide Distribution True-up petition for 2nd control Period as Annexure-I
4632 | Estimate erection of 25 KVA DTR for rele | MAHABOOBNAGAR | 18.03.2012 | 0.013271 | Submitted vide Distribution True-up petition for 2nd control Period as Annexure-I | Submitted vide Distribution True-up petition for 2nd control Period as Annexure-I
4633 | Estimate for Extension of Supply to M/s | MAHABOOBNAGAR | 27.02.2012 | 0.064133 | Submitted vide Distribution True-up petition for 2nd control Period as Annexure-I | Submitted vide Distribution True-up petition for 2nd control Period as Annexure-I
4634 | Estimate for erection of 1 No. 25KVA DTR | MAHABOOBNAGAR | 07.03.2012 | 0.014246 | Submitted vide Distribution True-up petition for 2nd control Period as Annexure-I | Submitted vide Distribution True-up petition for 2nd control Period as Annexure-I
4635 | Estimate for erection of 1 No. 25KVA DTR | MAHABOOBNAGAR | 18.03.2012 | 0.015463 | Submitted vide Distribution True-up petition for 2nd control Period as Annexure-I | Submitted vide Distribution True-up petition for 2nd control Period as Annexure-I
4636 | Erection of 1no 25KVA DTR for releasing | MAHABOOBNAGAR | 26.02.2012 | 0.0075673 | Submitted vide Distribution True-up petition for 2nd control Period as Annexure-I | Submitted vide Distribution True-up petition for 2nd control Period as Annexure-I
4637 | Erection of 1no 25KVA DTR for releasing | MAHABOOBNAGAR | 27.02.2012 | 0.015684 | Submitted vide Distribution True-up petition for 2nd control Period as Annexure-I | Submitted vide Distribution True-up petition for 2nd control Period as Annexure-I
4638 | Erection of 1no 25KVA DTR for releasing | MAHABOOBNAGAR | 26.02.2012 | 0.015878 | Submitted vide Distribution True-up petition for 2nd control Period as Annexure-I | Submitted vide Distribution True-up petition for 2nd control Period as Annexure-I
4639 | Estimate proposal for Erection of 1 No 1 | MAHABOOBNAGAR | 26.02.2012 | 0.011844 | Submitted vide Distribution True-up petition for 2nd control Period as Annexure-I | Submitted vide Distribution True-up petition for 2nd control Period as Annexure-I
4640 | Estimate proposal for Erection of 1 No 1 | MAHABOOBNAGAR | 25.02.2012 | 0.011398 | Submitted vide Distribution True-up petition for 2nd control Period as Annexure-I | Submitted vide Distribution True-up petition for 2nd control Period as Annexure-I
4641 | Estimate proposal for Erection of 1 No 1 | MAHABOOBNAGAR | 26.02.2012 | 0.011568 | Submitted vide Distribution True-up petition for 2nd control Period as Annexure-I | Submitted vide Distribution True-up petition for 2nd control Period as Annexure-I
4642 | Enhc.of PTR-3.15to5MVA-Ravulapalli SS of | MAHABOOBNAGAR | 08.06.2012 | 0.32174 | Submitted vide Distribution True-up petition for 2nd control Period as Annexure-I | Submitted vide Distribution True-up petition for 2nd control Period as Annexure-I
4643 | E/S FOR EXTENSION OF AGL LT LINE AT CHIT | MAHABOOBNAGAR | 18.03.2012 | 0.0096111 | Submitted vide Distribution True-up petition for 2nd control Period as Annexure-I | Submitted vide Distribution True-up petition for 2nd control Period as Annexure-I
4644 | Estimate for erection of 1 No. 25KVA DTR | MAHABOOBNAGAR | 24.03.2012 | 0.0091619 | Submitted vide Distribution True-up petition for 2nd control Period as Annexure-I | Submitted vide Distribution True-up petition for 2nd control Period as Annexure-I
4645 | E/S FOR EXTENSION OF AGL LT LINE AT GADD | MAHABOOBNAGAR | 18.03.2012 | 0.0095131 | Submitted vide Distribution True-up petition for 2nd control Period as Annexure-I | Submitted vide Distribution True-up petition for 2nd control Period as Annexure-I
4646 | E/S FOR EXTENSION OF AGL LT LINE AT GOPL | MAHABOOBNAGAR | 18.03.2012 | 0.0096111 | Submitted vide Distribution True-up petition for 2nd control Period as Annexure-I | Submitted vide Distribution True-up petition for 2nd control Period as Annexure-I
4647 | E/S FOR EXTENSION OF AGL LT LINE'S AT BA | MAHABOOBNAGAR | 18.03.2012 | 0.009558 | Submitted vide Distribution True-up petition for 2nd control Period as Annexure-I | Submitted vide Distribution True-up petition for 2nd control Period as Annexure-I
4648 | Erection of supply to 1No 5HP AGL load t | MAHABOOBNAGAR | 28.03.2012 | 0.0014383 | Submitted vide Distribution True-up petition for 2nd control Period as Annexure-I | Submitted vide Distribution True-up petition for 2nd control Period as Annexure-I
4649 | Extension of Supply to 1No 5HP AGL load | MAHABOOBNAGAR | 28.03.2012 | 0.0014238 | Submitted vide Distribution True-up petition for 2nd control Period as Annexure-I | Submitted vide Distribution True-up petition for 2nd control Period as Annexure-I
4650 | Estimate for providing of 8.0 Mts PSCC p | MAHABOOBNAGAR | 28.03.2012 | 0.00049608 | Submitted vide Distribution True-up petition for 2nd control Period as Annexure-I | Submitted vide Distribution True-up petition for 2nd control Period as Annexure-I
4651 | Estimate for providing of 8.0 Mts PSCC p | MAHABOOBNAGAR | 28.03.2012 | 0.00049608 | Submitted vide Distribution True-up petition for 2nd control Period as Annexure-I | Submitted vide Distribution True-up petition for 2nd control Period as Annexure-I
4652 | Estimate for providing of 8.0 Mts PSCC p | MAHABOOBNAGAR | 04.01.2012 | 0.00089535 | Submitted vide Distribution True-up petition for 2nd control Period as Annexure-I | Submitted vide Distribution True-up petition for 2nd control Period as Annexure-I
4653 | Estimate for providing of 8.0 Mts PSCC p | MAHABOOBNAGAR | 04.01.2012 | 0.00089535 | Submitted vide Distribution True-up petition for 2nd control Period as Annexure-I | Submitted vide Distribution True-up petition for 2nd control Period as Annexure-I
4654 | Estimate for Replacement of 8.0Mts PSCC | MAHABOOBNAGAR | 05.01.2012 | 0.00085217 | Submitted vide Distribution True-up petition for 2nd control Period as Annexure-I | Submitted vide Distribution True-up petition for 2nd control Period as Annexure-I
4655 | Extension of Supply to 1No 5HP AGL Load | MAHABOOBNAGAR | 28.03.2012 | 0.0012804 | Submitted vide Distribution True-up petition for 2nd control Period as Annexure-I | Submitted vide Distribution True-up petition for 2nd control Period as Annexure-I
4656 | Replacement of 8.0Mts PSCC Poles in plac | MAHABOOBNAGAR | 28.03.2012 | 0.0013488 | Submitted vide Distribution True-up petition for 2nd control Period as Annexure-I | Submitted vide Distribution True-up petition for 2nd control Period as Annexure-I
4657 | Replacement of 8.0Mts PSCC Poles in plac | MAHABOOBNAGAR | 28.03.2012 | 0.0013488 | Submitted vide Distribution True-up petition for 2nd control Period as Annexure-I | Submitted vide Distribution True-up petition for 2nd control Period as Annexure-I
4658 | 80NOS SMC BOARDS AT BOMRASPET SECTION | MAHABOOBNAGAR | 11.01.2012 | 0.008 | Submitted vide Distribution True-up petition for 2nd control Period as Annexure-I | Submitted vide Distribution True-up petition for 2nd control Period as Annexure-I
4659 | E/S to 1No 20 HP Industrial load to M/S | MAHABOOBNAGAR | 13.01.2012 | 0.015992 | Submitted vide Distribution True-up petition for 2nd control Period as Annexure-I | Submitted vide Distribution True-up petition for 2nd control Period as Annexure-I
4660 | E/S proposal for providing of 1 No. CI p | MAHABOOBNAGAR | 08.06.2012 | 0.0005324 | Submitted vide Distribution True-up petition for 2nd control Period as Annexure-I | Submitted vide Distribution True-up petition for 2nd control Period as Annexure-I
4661 | E/S proposal for providing of 1 No. CI p | MAHABOOBNAGAR | 08.06.2012 | 0.0005324 | Submitted vide Distribution True-up petition for 2nd control Period as Annexure-I | Submitted vide Distribution True-up petition for 2nd control Period as Annexure-I
4662 | E/S proposal for providing of 1 No. CI p | MAHABOOBNAGAR | 08.06.2012 | 0.0005324 | Submitted vide Distribution True-up petition for 2nd control Period as Annexure-I | Submitted vide Distribution True-up petition for 2nd control Period as Annexure-I
4663 | E/s Releasing of 1 AGL Palkonda | MAHABOOBNAGAR | 20.03.2012 | 0.0020725 | Submitted vide Distribution True-up petition for 2nd control Period as Annexure-I | Submitted vide Distribution True-up petition for 2nd control Period as Annexure-I
4664 | E/s for erectin of 01 no 16 KVA DTR to 0 | MAHABOOBNAGAR | 29.03.2012 | 0.008224 | Submitted vide Distribution True-up petition for 2nd control Period as Annexure-I | Submitted vide Distribution True-up petition for 2nd control Period as Annexure-I
4665 | Estimate for Extension of Supply to 1No | MAHABOOBNAGAR | 06.01.2012 | 0.013687 | Submitted vide Distribution True-up petition for 2nd control Period as Annexure-I | Submitted vide Distribution True-up petition for 2nd control Period as Annexure-I
4666 | Erection of 1x15KVA S-╪ DTR for electrif | MAHABOOBNAGAR | 29.03.2012 | 0.0078225 | Submitted vide Distribution True-up petition for 2nd control Period as Annexure-I | Submitted vide Distribution True-up petition for 2nd control Period as Annexure-I
4667 | Fixing of 3- Ph. CT Meters for 28 Nos. | MAHABOOBNAGAR | 16.02.2012 | 0.046521 | Submitted vide Distribution True-up petition for 2nd control Period as Annexure-I | Submitted vide Distribution True-up petition for 2nd control Period as Annexure-I
4668 | Fixing of 3- Ph. CT Meters for 28Nos. | MAHABOOBNAGAR | 16.02.2012 | 0.046521 | Submitted vide Distribution True-up petition for 2nd control Period as Annexure-I | Submitted vide Distribution True-up petition for 2nd control Period as Annexure-I
4669 | 1X25 KVA AGL at Veerampally(V) | MAHABOOBNAGAR | 24.03.2012 | 0.011812 | Submitted vide Distribution True-up petition for 2nd control Period as Annexure-I | Submitted vide Distribution True-up petition for 2nd control Period as Annexure-I
4670 | Genaral :- Erection of 1no 16 kva DTR fo | MAHABOOBNAGAR | 18.02.2012 | 0.01017 | Submitted vide Distribution True-up petition for 2nd control Period as Annexure-I | Submitted vide Distribution True-up petition for 2nd control Period as Annexure-I
4671 | 1 No. AGL 25 KVA DTR at Doddalonipally(V | MAHABOOBNAGAR | 21.03.2012 | 0.018891 | Submitted vide Distribution True-up petition for 2nd control Period as Annexure-I | Submitted vide Distribution True-up petition for 2nd control Period as Annexure-I
4672 | Providing of 3Nos Additional C.I Pipe ea | MAHABOOBNAGAR | 08.06.2012 | 0.0012814 | Submitted vide Distribution True-up petition for 2nd control Period as Annexure-I | Submitted vide Distribution True-up petition for 2nd control Period as Annexure-I
4673 | Providing of 3Nos Additional C.I Pipe ea | MAHABOOBNAGAR | 08.06.2012 | 0.0013082 | Submitted vide Distribution True-up petition for 2nd control Period as Annexure-I | Submitted vide Distribution True-up petition for 2nd control Period as Annexure-I
4674 | Providing of 4Nos Additional C.I Pipe ea | MAHABOOBNAGAR | 08.06.2012 | 0.0017186 | Submitted vide Distribution True-up petition for 2nd control Period as Annexure-I | Submitted vide Distribution True-up petition for 2nd control Period as Annexure-I
4675 | Providing of 3Nos Additional C.I Pipe ea | MAHABOOBNAGAR | 08.06.2012 | 0.0012814 | Submitted vide Distribution True-up petition for 2nd control Period as Annexure-I | Submitted vide Distribution True-up petition for 2nd control Period as Annexure-I
4676 | Providing of 4Nos Additional C.I Pipe ea | MAHABOOBNAGAR | 08.06.2012 | 0.0017354 | Submitted vide Distribution True-up petition for 2nd control Period as Annexure-I | Submitted vide Distribution True-up petition for 2nd control Period as Annexure-I
4677 | Providing of 4Nos Additional C.I Pipe ea | MAHABOOBNAGAR | 08.06.2012 | 0.0017186 | Submitted vide Distribution True-up petition for 2nd control Period as Annexure-I | Submitted vide Distribution True-up petition for 2nd control Period as Annexure-I
4678 | Providing of 4Nos Additional C.I Pipe ea | MAHABOOBNAGAR | 08.06.2012 | 0.0017085 | Submitted vide Distribution True-up petition for 2nd control Period as Annexure-I | Submitted vide Distribution True-up petition for 2nd control Period as Annexure-I
4679 | Providing of 4Nos Additional C.I Pipe ea | MAHABOOBNAGAR | 08.06.2012 | 0.0017354 | Submitted vide Distribution True-up petition for 2nd control Period as Annexure-I | Submitted vide Distribution True-up petition for 2nd control Period as Annexure-I
4680 | Providing of 4Nos Additional C.I Pipe ea | MAHABOOBNAGAR | 08.06.2012 | 0.0017186 | Submitted vide Distribution True-up petition for 2nd control Period as Annexure-I | Submitted vide Distribution True-up petition for 2nd control Period as Annexure-I
4681 | Providing of 3Nos Additional C.I Pipe ea | MAHABOOBNAGAR | 08.06.2012 | 0.0013082 | Submitted vide Distribution True-up petition for 2nd control Period as Annexure-I | Submitted vide Distribution True-up petition for 2nd control Period as Annexure-I
4682 | Providing of 4Nos Additional C.I Pipe ea | MAHABOOBNAGAR | 08.06.2012 | 0.0017186 | Submitted vide Distribution True-up petition for 2nd control Period as Annexure-I | Submitted vide Distribution True-up petition for 2nd control Period as Annexure-I
4683 | Providing of 4Nos Additional C.I Pipe ea | MAHABOOBNAGAR | 08.06.2012 | 0.0017085 | Submitted vide Distribution True-up petition for 2nd control Period as Annexure-I | Submitted vide Distribution True-up petition for 2nd control Period as Annexure-I
4684 | 80NOS SMC BOARDS AT KODANGAL SECTION | MAHABOOBNAGAR | 11.01.2012 | 0.008 | Submitted vide Distribution True-up petition for 2nd control Period as Annexure-I | Submitted vide Distribution True-up petition for 2nd control Period as Annexure-I
4685 | 80NOS SMC BOARDS AT BOMRASPET SECTION | MAHABOOBNAGAR | 11.01.2012 | 0.008 | Submitted vide Distribution True-up petition for 2nd control Period as Annexure-I | Submitted vide Distribution True-up petition for 2nd control Period as Annexure-I
4686 | 80NOS SMC BOARDS AT KODANGAL SECTION | MAHABOOBNAGAR | 11.01.2012 | 0.008 | Submitted vide Distribution True-up petition for 2nd control Period as Annexure-I | Submitted vide Distribution True-up petition for 2nd control Period as Annexure-I
4687 | 80NOS SMC BOARDS AT KODANGAL SECTION | MAHABOOBNAGAR | 11.01.2012 | 0.008 | Submitted vide Distribution True-up petition for 2nd control Period as Annexure-I | Submitted vide Distribution True-up petition for 2nd control Period as Annexure-I
4688 | 80NOS SMC BOARDS AT KODANGAL SECTION | MAHABOOBNAGAR | 11.01.2012 | 0.008 | Submitted vide Distribution True-up petition for 2nd control Period as Annexure-I | Submitted vide Distribution True-up petition for 2nd control Period as Annexure-I
4689 | 80NOS SMC BOARDS AT KODANGAL SECTION | MAHABOOBNAGAR | 11.01.2012 | 0.008 | Submitted vide Distribution True-up petition for 2nd control Period as Annexure-I | Submitted vide Distribution True-up petition for 2nd control Period as Annexure-I
4690 | 80NOS SMC BOARDS AT KODANGAL SECTION | MAHABOOBNAGAR | 11.01.2012 | 0.008 | Submitted vide Distribution True-up petition for 2nd control Period as Annexure-I | Submitted vide Distribution True-up petition for 2nd control Period as Annexure-I
4691 | 80NOS SMC BOARDS AT KODANGAL SECTION | MAHABOOBNAGAR | 11.01.2012 | 0.008 | Submitted vide Distribution True-up petition for 2nd control Period as Annexure-I | Submitted vide Distribution True-up petition for 2nd control Period as Annexure-I
4692 | 80NOS SMC BOARDS AT BOMRASPET SECTION | MAHABOOBNAGAR | 11.01.2012 | 0.008 | Submitted vide Distribution True-up petition for 2nd control Period as Annexure-I | Submitted vide Distribution True-up petition for 2nd control Period as Annexure-I
4693 | 80NOS SMC BOARDS AT BOMRASPET SECTION | MAHABOOBNAGAR | 11.01.2012 | 0.008 | Submitted vide Distribution True-up petition for 2nd control Period as Annexure-I | Submitted vide Distribution True-up petition for 2nd control Period as Annexure-I
4694 | 80NOS SMC BOARDS AT BOMRASPET SECTION | MAHABOOBNAGAR | 11.01.2012 | 0.008 | Submitted vide Distribution True-up petition for 2nd control Period as Annexure-I | Submitted vide Distribution True-up petition for 2nd control Period as Annexure-I
4695 | E/S proposal for Labour charges on Work | MAHABOOBNAGAR | 23.01.2012 | 0.0042845 | Submitted vide Distribution True-up petition for 2nd control Period as Annexure-I | Submitted vide Distribution True-up petition for 2nd control Period as Annexure-I
4696 | Erection of 1no 25KVA DTR for releasing | MAHABOOBNAGAR | 25.02.2012 | 0.013823 | Submitted vide Distribution True-up petition for 2nd control Period as Annexure-I | Submitted vide Distribution True-up petition for 2nd control Period as Annexure-I
4697 | Extension of Supply to 1No 5HP AGL Load | MAHABOOBNAGAR | 05.01.2012 | 0.0012684 | Submitted vide Distribution True-up petition for 2nd control Period as Annexure-I | Submitted vide Distribution True-up petition for 2nd control Period as Annexure-I
4698 | Erection of 1No 16 VA DTRto release of | MAHABOOBNAGAR | 29.02.2012 | 0.010118 | Submitted vide Distribution True-up petition for 2nd control Period as Annexure-I | Submitted vide Distribution True-up petition for 2nd control Period as Annexure-I
4699 | Erection of 1No 25 KVA DTR to release of | MAHABOOBNAGAR | 29.02.2012 | 0.010118 | Submitted vide Distribution True-up petition for 2nd control Period as Annexure-I | Submitted vide Distribution True-up petition for 2nd control Period as Annexure-I
4700 | Estimate for Erection of 1No Addl.25 KVA | MAHABOOBNAGAR | 08.06.2012 | 0.010923 | Submitted vide Distribution True-up petition for 2nd control Period as Annexure-I | Submitted vide Distribution True-up petition for 2nd control Period as Annexure-I
4701 | Estimate Proposal for Extension of supp | MAHABOOBNAGAR | 27.02.2012 | 0.011768 | Submitted vide Distribution True-up petition for 2nd control Period as Annexure-I | Submitted vide Distribution True-up petition for 2nd control Period as Annexure-I
4702 | 2 NO agl DDs paid E.S at satyaram (v) in | MAHABOOBNAGAR | 18.03.2012 | 0.0035712 | Submitted vide Distribution True-up petition for 2nd control Period as Annexure-I | Submitted vide Distribution True-up petition for 2nd control Period as Annexure-I
4703 | M/s Water Health India Private limited. | MAHABOOBNAGAR | 24.03.2012 | 0.0040133 | Submitted vide Distribution True-up petition for 2nd control Period as Annexure-I | Submitted vide Distribution True-up petition for 2nd control Period as Annexure-I
4704 | E/s proposal for extension of supply to | MAHABOOBNAGAR | 25.02.2012 | 0.020493 | Submitted vide Distribution True-up petition for 2nd control Period as Annexure-I | Submitted vide Distribution True-up petition for 2nd control Period as Annexure-I
4705 | Providing of 4Nos Additional C.I Pipe ea | MAHABOOBNAGAR | 08.06.2012 | 0.0013082 | Submitted vide Distribution True-up petition for 2nd control Period as Annexure-I | Submitted vide Distribution True-up petition for 2nd control Period as Annexure-I
4706 | Providing of 4Nos Additional C.I Pipe ea | MAHABOOBNAGAR | 08.06.2012 | 0.0017354 | Submitted vide Distribution True-up petition for 2nd control Period as Annexure-I | Submitted vide Distribution True-up petition for 2nd control Period as Annexure-I
4707 | Providing of 3Nos Additional C.I Pipe ea | MAHABOOBNAGAR | 08.06.2012 | 0.0012814 | Submitted vide Distribution True-up petition for 2nd control Period as Annexure-I | Submitted vide Distribution True-up petition for 2nd control Period as Annexure-I
4708 | Providing of 4Nos Additional C.I Pipe ea | MAHABOOBNAGAR | 08.06.2012 | 0.0017186 | Submitted vide Distribution True-up petition for 2nd control Period as Annexure-I | Submitted vide Distribution True-up petition for 2nd control Period as Annexure-I
4709 | Providing of 4Nos Additional C.I Pipe ea | MAHABOOBNAGAR | 08.06.2012 | 0.0017085 | Submitted vide Distribution True-up petition for 2nd control Period as Annexure-I | Submitted vide Distribution True-up petition for 2nd control Period as Annexure-I
4710 | Providing of 4Nos Additional C.I Pipe ea | MAHABOOBNAGAR | 08.06.2012 | 0.0017186 | Submitted vide Distribution True-up petition for 2nd control Period as Annexure-I | Submitted vide Distribution True-up petition for 2nd control Period as Annexure-I
4711 | E/s to 1 No.3 HP Industrial load to M/S | MAHABOOBNAGAR | 01.02.2012 | 0.0001737 | Submitted vide Distribution True-up petition for 2nd control Period as Annexure-I | Submitted vide Distribution True-up petition for 2nd control Period as Annexure-I
4712 | Estimate for Extension of Supply to 1No | MAHABOOBNAGAR | 29.02.2012 | 0.002475 | Submitted vide Distribution True-up petition for 2nd control Period as Annexure-I | Submitted vide Distribution True-up petition for 2nd control Period as Annexure-I
4713 | Extension of supply to 1 No 30 HP Indust | MAHABOOBNAGAR | 27.02.2012 | 0.011837 | Submitted vide Distribution True-up petition for 2nd control Period as Annexure-I | Submitted vide Distribution True-up petition for 2nd control Period as Annexure-I
4714 | Estimate proposal for Fixing of meter on | MAHABOOBNAGAR | 13.01.2012 | 0.0024327 | Submitted vide Distribution True-up petition for 2nd control Period as Annexure-I | Submitted vide Distribution True-up petition for 2nd control Period as Annexure-I
4715 | Extension of supply to 1No 20 HP Industr | MAHABOOBNAGAR | 27.02.2012 | 0.01318 | Submitted vide Distribution True-up petition for 2nd control Period as Annexure-I | Submitted vide Distribution True-up petition for 2nd control Period as Annexure-I
4716 | Extention of SPM Plinth at Kothakota in | MAHABOOBNAGAR | 08.06.2012 | 0.021724 | Submitted vide Distribution True-up petition for 2nd control Period as Annexure-I | Submitted vide Distribution True-up petition for 2nd control Period as Annexure-I
4717 | Extention of SPM Plinth at Wanaparthy | MAHABOOBNAGAR | 08.06.2012 | 0.010346 | Submitted vide Distribution True-up petition for 2nd control Period as Annexure-I | Submitted vide Distribution True-up petition for 2nd control Period as Annexure-I
4718 | Estimate for providing of 8.0 Mts PSCC p | MAHABOOBNAGAR | 28.03.2012 | 0.0014057 | Submitted vide Distribution True-up petition for 2nd control Period as Annexure-I | Submitted vide Distribution True-up petition for 2nd control Period as Annexure-I
4719 | Estimate for providing of 8.0 Mts PSCC p | MAHABOOBNAGAR | 28.03.2012 | 0.00095451 | Submitted vide Distribution True-up petition for 2nd control Period as Annexure-I | Submitted vide Distribution True-up petition for 2nd control Period as Annexure-I
4720 | Replacement of 8.0Mts PSCC Poles in plac | MAHABOOBNAGAR | 28.03.2012 | 0.0013386 | Submitted vide Distribution True-up petition for 2nd control Period as Annexure-I | Submitted vide Distribution True-up petition for 2nd control Period as Annexure-I
4721 | Replacement of 8.0Mts PSCC Poles in plac | MAHABOOBNAGAR | 28.03.2012 | 0.0013386 | Submitted vide Distribution True-up petition for 2nd control Period as Annexure-I | Submitted vide Distribution True-up petition for 2nd control Period as Annexure-I
4722 | E/S proposal for painting of all RS jois | MAHABOOBNAGAR | 08.06.2012 | 0.004664 | Submitted vide Distribution True-up petition for 2nd control Period as Annexure-I | Submitted vide Distribution True-up petition for 2nd control Period as Annexure-I
4723 | E/S proposal for painting of all RS jois | MAHABOOBNAGAR | 08.06.2012 | 0.005874 | Submitted vide Distribution True-up petition for 2nd control Period as Annexure-I | Submitted vide Distribution True-up petition for 2nd control Period as Annexure-I
4724 | Erection of 1No 25 KVA DTR for releasing | MAHABOOBNAGAR | 29.02.2012 | 0.013629 | Submitted vide Distribution True-up petition for 2nd control Period as Annexure-I | Submitted vide Distribution True-up petition for 2nd control Period as Annexure-I
4725 | E/s for Intermediate poles Tankara | MAHABOOBNAGAR | 08.06.2012 | 0.0022637 | Submitted vide Distribution True-up petition for 2nd control Period as Annexure-I | Submitted vide Distribution True-up petition for 2nd control Period as Annexure-I
4726 | E/s for Intermediate poles Tankara | MAHABOOBNAGAR | 08.06.2012 | 0.0022637 | Submitted vide Distribution True-up petition for 2nd control Period as Annexure-I | Submitted vide Distribution True-up petition for 2nd control Period as Annexure-I
4727 | E/s for Intermediate poles Tankara | MAHABOOBNAGAR | 08.06.2012 | 0.0022637 | Submitted vide Distribution True-up petition for 2nd control Period as Annexure-I | Submitted vide Distribution True-up petition for 2nd control Period as Annexure-I
4728 | Estimate for Replacement of Damaged M+12 | MAHABOOBNAGAR | 08.06.2012 | 0.029791 | Submitted vide Distribution True-up petition for 2nd control Period as Annexure-I | Submitted vide Distribution True-up petition for 2nd control Period as Annexure-I
4729 | Erection of 1No 25 KVA DTR to release of | MAHABOOBNAGAR | 22.02.2012 | 0.013846 | Submitted vide Distribution True-up petition for 2nd control Period as Annexure-I | Submitted vide Distribution True-up petition for 2nd control Period as Annexure-I
4730 | E/S Painting of 33/11KV SS Kodur | MAHABOOBNAGAR | 08.06.2012 | 0.0057464 | Submitted vide Distribution True-up petition for 2nd control Period as Annexure-I | Submitted vide Distribution True-up petition for 2nd control Period as Annexure-I
4731 | Estimate for Extension of Supply to 1No | MAHABOOBNAGAR | 28.03.2012 | 0.0011388 | Submitted vide Distribution True-up petition for 2nd control Period as Annexure-I | Submitted vide Distribution True-up petition for 2nd control Period as Annexure-I
4732 | Extension of supplyt o 1No 5HP AGL load | MAHABOOBNAGAR | 28.03.2012 | 0.00099803 | Submitted vide Distribution True-up petition for 2nd control Period as Annexure-I | Submitted vide Distribution True-up petition for 2nd control Period as Annexure-I
4733 | E/S TO 3NOS 5HP(15HP) AGL LOADS AT SULTH | MAHABOOBNAGAR | 15.03.2013 | 0.0058237 | Submitted vide Distribution True-up petition for 2nd control Period as Annexure-I | Submitted vide Distribution True-up petition for 2nd control Period as Annexure-I
4734 | E/S TO 3NOS 5HP(15HP) AGL LOADS AT SULTH | MAHABOOBNAGAR | 15.03.2013 | 0.0058237 | Submitted vide Distribution True-up petition for 2nd control Period as Annexure-I | Submitted vide Distribution True-up petition for 2nd control Period as Annexure-I
4735 | E/S TO 3NOS 5HP(15HP) AGL LOADS AT GOKAF | MAHABOOBNAGAR | 15.03.2013 | 0.0058237 | Submitted vide Distribution True-up petition for 2nd control Period as Annexure-I | Submitted vide Distribution True-up petition for 2nd control Period as Annexure-I
4736 | E/S TO 3NOS 5HP(15HP) AGL LOADS AT GOKAF | MAHABOOBNAGAR | 15.03.2013 | 0.0058237 | Submitted vide Distribution True-up petition for 2nd control Period as Annexure-I | Submitted vide Distribution True-up petition for 2nd control Period as Annexure-I
4737 | E/s for erection of 1 no.16 KVA DTR to r | MAHABOOBNAGAR | 30.03.2012 | 0.0096175 | Submitted vide Distribution True-up petition for 2nd control Period as Annexure-I | Submitted vide Distribution True-up petition for 2nd control Period as Annexure-I
4738 | Estimate for Extension of Supply to 1No | MAHABOOBNAGAR | 28.03.2012 | 0.00095451 | Submitted vide Distribution True-up petition for 2nd control Period as Annexure-I | Submitted vide Distribution True-up petition for 2nd control Period as Annexure-I
4739 | Estimate for Extension of Supply to 1No | MAHABOOBNAGAR | 28.03.2012 | 0.00095451 | Submitted vide Distribution True-up petition for 2nd control Period as Annexure-I | Submitted vide Distribution True-up petition for 2nd control Period as Annexure-I
4740 | Estimate for Extension of Supply to 1No | MAHABOOBNAGAR | 28.03.2012 | 0.0014057 | Submitted vide Distribution True-up petition for 2nd control Period as Annexure-I | Submitted vide Distribution True-up petition for 2nd control Period as Annexure-I
4741 | Extension of Supply to 1No 5HP AGL Load | MAHABOOBNAGAR | 28.03.2012 | 0.0013394 | Submitted vide Distribution True-up petition for 2nd control Period as Annexure-I | Submitted vide Distribution True-up petition for 2nd control Period as Annexure-I
4742 | Extension of Supply to 1No 5HP AGL Load | MAHABOOBNAGAR | 28.03.2012 | 0.00090481 | Submitted vide Distribution True-up petition for 2nd control Period as Annexure-I | Submitted vide Distribution True-up petition for 2nd control Period as Annexure-I
4743 | Estimate proposals for erection of 1No S | MAHABOOBNAGAR | 07.06.2012 | 0.0040261 | Submitted vide Distribution True-up petition for 2nd control Period as Annexure-I | Submitted vide Distribution True-up petition for 2nd control Period as Annexure-I
4744 | Estimate proposals for erection of 1No S | MAHABOOBNAGAR | 07.06.2012 | 0.0038982 | Submitted vide Distribution True-up petition for 2nd control Period as Annexure-I | Submitted vide Distribution True-up petition for 2nd control Period as Annexure-I
4745 | Estimate for Erection of 8.0Mts PSCC Pol | MAHABOOBNAGAR | 28.03.2012 | 0.00032308 | Submitted vide Distribution True-up petition for 2nd control Period as Annexure-I | Submitted vide Distribution True-up petition for 2nd control Period as Annexure-I
4746 | Extension of supply to 1 No 74 HP indust | MAHABOOBNAGAR | 27.02.2012 | 0.031759 | Submitted vide Distribution True-up petition for 2nd control Period as Annexure-I | Submitted vide Distribution True-up petition for 2nd control Period as Annexure-I
4747 | Prov of PPf at Ramanpad 33/11 kv ss | MAHABOOBNAGAR | 06.06.2012 | 0.053009 | Submitted vide Distribution True-up petition for 2nd control Period as Annexure-I | Submitted vide Distribution True-up petition for 2nd control Period as Annexure-I
4748 | Estimate Proposal for Extension of suppl | MAHABOOBNAGAR | 29.03.2012 | 0.001899 | Submitted vide Distribution True-up petition for 2nd control Period as Annexure-I | Submitted vide Distribution True-up petition for 2nd control Period as Annexure-I
4749 | Estimate Proposal for Extension of suppl | MAHABOOBNAGAR | 29.03.2012 | 0.0013741 | Submitted vide Distribution True-up petition for 2nd control Period as Annexure-I | Submitted vide Distribution True-up petition for 2nd control Period as Annexure-I
4750 | Raising of CW with chain link at DS MBN | MAHABOOBNAGAR | 08.06.2012 | 0.045065 | Submitted vide Distribution True-up petition for 2nd control Period as Annexure-I | Submitted vide Distribution True-up petition for 2nd control Period as Annexure-I
4751 | Trivector meter at Damaragidda. | MAHABOOBNAGAR | 06.06.2012 | 0.00039437 | Submitted vide Distribution True-up petition for 2nd control Period as Annexure-I | Submitted vide Distribution True-up petition for 2nd control Period as Annexure-I
4752 | Trivector meter at Damaragidda. | MAHABOOBNAGAR | 06.06.2012 | 0.00039437 | Submitted vide Distribution True-up petition for 2nd control Period as Annexure-I | Submitted vide Distribution True-up petition for 2nd control Period as Annexure-I
4753 | Trivector meter at MADDUR. | MAHABOOBNAGAR | 06.06.2012 | 0.00039437 | Submitted vide Distribution True-up petition for 2nd control Period as Annexure-I | Submitted vide Distribution True-up petition for 2nd control Period as Annexure-I
4754 | Trivector meter at MADDUR. | MAHABOOBNAGAR | 06.06.2012 | 0.00039437 | Submitted vide Distribution True-up petition for 2nd control Period as Annexure-I | Submitted vide Distribution True-up petition for 2nd control Period as Annexure-I
4755 | E/s proposal for DTR fencing with galvan | MAHABOOBNAGAR | 08.06.2012 | 0.002471 | Submitted vide Distribution True-up petition for 2nd control Period as Annexure-I | Submitted vide Distribution True-up petition for 2nd control Period as Annexure-I
4756 | E/s proposal for DTR fencing with galvan | MAHABOOBNAGAR | 08.06.2012 | 0.002471 | Submitted vide Distribution True-up petition for 2nd control Period as Annexure-I | Submitted vide Distribution True-up petition for 2nd control Period as Annexure-I
4757 | E/s proposal for DTR fencing with galvan | MAHABOOBNAGAR | 08.06.2012 | 0.002471 | Submitted vide Distribution True-up petition for 2nd control Period as Annexure-I | Submitted vide Distribution True-up petition for 2nd control Period as Annexure-I
4758 | E/s proposal for DTR fencing with galvan | MAHABOOBNAGAR | 08.06.2012 | 0.002471 | Submitted vide Distribution True-up petition for 2nd control Period as Annexure-I | Submitted vide Distribution True-up petition for 2nd control Period as Annexure-I
4759 | E/s proposal for DTR fencing with galvan | MAHABOOBNAGAR | 08.06.2012 | 0.002471 | Submitted vide Distribution True-up petition for 2nd control Period as Annexure-I | Submitted vide Distribution True-up petition for 2nd control Period as Annexure-I
4760 | Cont of OF,Gate at Dindichintalapally SS | MAHABOOBNAGAR | 06.06.2012 | 0.049215 | Submitted vide Distribution True-up petition for 2nd control Period as Annexure-I | Submitted vide Distribution True-up petition for 2nd control Period as Annexure-I
4761 | Enhc.PTR-3.15to5MVA-kanukurthy SS at dam | MAHABOOBNAGAR | 07.06.2012 | 0.31979 | Submitted vide Distribution True-up petition for 2nd control Period as Annexure-I | Submitted vide Distribution True-up petition for 2nd control Period as Annexure-I
4762 | Transportation of 500 Nos. 8.0 M/140 Kg | MAHABOOBNAGAR | 09.03.2012 | 0.015314 | Submitted vide Distribution True-up petition for 2nd control Period as Annexure-I | Submitted vide Distribution True-up petition for 2nd control Period as Annexure-I
4763 | Transportation of 1649 Nos. 8.0 M/140 Kg | MAHABOOBNAGAR | 14.03.2012 | 0.043743 | Submitted vide Distribution True-up petition for 2nd control Period as Annexure-I | Submitted vide Distribution True-up petition for 2nd control Period as Annexure-I
4764 | S and f of Chairs at Jadcharla Div Off | MAHABOOBNAGAR | 08.06.2012 | 0.0095828 | Submitted vide Distribution True-up petition for 2nd control Period as Annexure-I | Submitted vide Distribution True-up petition for 2nd control Period as Annexure-I
4765 | Trivector meter at BOMRASPET-SECTION. | MAHABOOBNAGAR | 06.06.2012 | 0.00054356 | Submitted vide Distribution True-up petition for 2nd control Period as Annexure-I | Submitted vide Distribution True-up petition for 2nd control Period as Annexure-I
4766 | Trivector meter at DOULTABAD-SECTION. | MAHABOOBNAGAR | 06.06.2012 | 0.00049415 | Submitted vide Distribution True-up petition for 2nd control Period as Annexure-I | Submitted vide Distribution True-up petition for 2nd control Period as Annexure-I
4767 | Trivector meter at KOSGI-SECTION. | MAHABOOBNAGAR | 06.06.2012 | 0.00049415 | Submitted vide Distribution True-up petition for 2nd control Period as Annexure-I | Submitted vide Distribution True-up petition for 2nd control Period as Annexure-I
4768 | Trivector meter at KODANGAL-SECTION. | MAHABOOBNAGAR | 06.06.2012 | 0.00065887 | Submitted vide Distribution True-up petition for 2nd control Period as Annexure-I | Submitted vide Distribution True-up petition for 2nd control Period as Annexure-I