## NALGONDA12-13
SI.NO | Name of the Work Order | Circle Name | capitalisation date | Capitalization Cost (Rs. Crores) | PCC Reference | FCC Reference
1 | C10 E/s 3KV bay extension for new ptr r | NALGONDA | 12.01.2013 | 0.016242 | Submitted vide Distribution True-up petition for 2nd control Period as Annexure-I | Submitted vide Distribution True-up petition for 2nd control Period as Annexure-I
2 | C10 Erection1X100KVASS2KistapuramMiryal | NALGONDA | 23.11.2012 | 0.015232 | Submitted vide Distribution True-up petition for 2nd control Period as Annexure-I | Submitted vide Distribution True-up petition for 2nd control Period as Annexure-I
3 | C10 EnhancementPTR2X5MVAto1X5+1X8Buggab | NALGONDA | 03.12.2012 | 0.57916 | Submitted vide Distribution True-up petition for 2nd control Period as Annexure-I | Submitted vide Distribution True-up petition for 2nd control Period as Annexure-I
4 | C10 ErectionAddl.3.15MVAPTR33/11KVSSRep | NALGONDA | 12.01.2013 | 0.12286 | Submitted vide Distribution True-up petition for 2nd control Period as Annexure-I | Submitted vide Distribution True-up petition for 2nd control Period as Annexure-I
5 | C10 E/s for 1 No. 100KVA DTR inplace of | NALGONDA | 25.03.2013 | 0.019379 | Submitted vide Distribution True-up petition for 2nd control Period as Annexure-I | Submitted vide Distribution True-up petition for 2nd control Period as Annexure-I
6 | C10 E/s for Erection of 1 No. 25 KVA DT | NALGONDA | 22.07.2012 | 0.0098347 | Submitted vide Distribution True-up petition for 2nd control Period as Annexure-I | Submitted vide Distribution True-up petition for 2nd control Period as Annexure-I
7 | C10 Ere.15KVA.S-Ph.addl.DTR,SS-5,Chintt | NALGONDA | 22.11.2012 | 0.003685 | Submitted vide Distribution True-up petition for 2nd control Period as Annexure-I | Submitted vide Distribution True-up petition for 2nd control Period as Annexure-I
8 | C10 Erection3.15MVAAddl.PTR33/11KVSSAku | NALGONDA | 12.01.2013 | 0.085878 | Submitted vide Distribution True-up petition for 2nd control Period as Annexure-I | Submitted vide Distribution True-up petition for 2nd control Period as Annexure-I
9 | C10 E/s for Erection of 1x100 KVA Addl. | NALGONDA | 29.03.2013 | 0.020497 | Submitted vide Distribution True-up petition for 2nd control Period as Annexure-I | Submitted vide Distribution True-up petition for 2nd control Period as Annexure-I
10 | C10 E/s for Erection of 1x25 KVA Addl.D | NALGONDA | 29.03.2013 | 0.010277 | Submitted vide Distribution True-up petition for 2nd control Period as Annexure-I | Submitted vide Distribution True-up petition for 2nd control Period as Annexure-I
11 | C10 E/s for Erection of 3x15 KVA Addl.D | NALGONDA | 29.03.2013 | 0.010449 | Submitted vide Distribution True-up petition for 2nd control Period as Annexure-I | Submitted vide Distribution True-up petition for 2nd control Period as Annexure-I
12 | C10 Erection1X25KVASS52,Huzurnagar(V&M) | NALGONDA | 05.01.2013 | 0.010901 | Submitted vide Distribution True-up petition for 2nd control Period as Annexure-I | Submitted vide Distribution True-up petition for 2nd control Period as Annexure-I
13 | C10 Erection1X25KVASS99,Huzurnagar(V&M) | NALGONDA | 05.01.2013 | 0.010028 | Submitted vide Distribution True-up petition for 2nd control Period as Annexure-I | Submitted vide Distribution True-up petition for 2nd control Period as Annexure-I
14 | C10 Enhance63KVAto100KVASS6KRPuram,Muna | NALGONDA | 17.03.2013 | 0.018869 | Submitted vide Distribution True-up petition for 2nd control Period as Annexure-I | Submitted vide Distribution True-up petition for 2nd control Period as Annexure-I
15 | C10 Enhance63KVAto100KVASS7SMPeta,munag | NALGONDA | 17.03.2013 | 0.020581 | Submitted vide Distribution True-up petition for 2nd control Period as Annexure-I | Submitted vide Distribution True-up petition for 2nd control Period as Annexure-I
16 | C10 nh.63 to 100KVA.SS-4,Kothapally,NL | NALGONDA | 29.11.2012 | 0.015965 | Submitted vide Distribution True-up petition for 2nd control Period as Annexure-I | Submitted vide Distribution True-up petition for 2nd control Period as Annexure-I
17 | C10 Erection1X25KVASS78,Chandur,Chandur | NALGONDA | 13.10.2012 | 0.012765 | Submitted vide Distribution True-up petition for 2nd control Period as Annexure-I | Submitted vide Distribution True-up petition for 2nd control Period as Annexure-I
18 | C10 E/s for Erection of 2 Nos. 3-Ph 16K | NALGONDA | 07.06.2012 | 0.017307 | Submitted vide Distribution True-up petition for 2nd control Period as Annexure-I | Submitted vide Distribution True-up petition for 2nd control Period as Annexure-I
19 | C10 Shifting11KVlineCrossingSCColonyGop | NALGONDA | 05.01.2013 | 0.0075083 | Submitted vide Distribution True-up petition for 2nd control Period as Annexure-I | Submitted vide Distribution True-up petition for 2nd control Period as Annexure-I
20 | C10 Enh.63to100KVA&Re-oren.of exist.DTR | NALGONDA | 06.12.2012 | 0.021803 | Submitted vide Distribution True-up petition for 2nd control Period as Annexure-I | Submitted vide Distribution True-up petition for 2nd control Period as Annexure-I
21 | C10 E/s for Erection of 2 Nos. 3-Ph 16K | NALGONDA | 07.06.2012 | 0.01608 | Submitted vide Distribution True-up petition for 2nd control Period as Annexure-I | Submitted vide Distribution True-up petition for 2nd control Period as Annexure-I
22 | C10 E/s for Erection of 2 Nos. 3-Ph 16K | NALGONDA | 25.06.2012 | 0.021877 | Submitted vide Distribution True-up petition for 2nd control Period as Annexure-I | Submitted vide Distribution True-up petition for 2nd control Period as Annexure-I
23 | C10 Erection1X100KVAAddl.DTRSS9,Thammar | NALGONDA | 07.06.2012 | 0.035745 | Submitted vide Distribution True-up petition for 2nd control Period as Annexure-I | Submitted vide Distribution True-up petition for 2nd control Period as Annexure-I
24 | C10 Ere.25KVA.addl.DTR,SS-6,Tenepally,G | NALGONDA | 11.07.2012 | 0.010761 | Submitted vide Distribution True-up petition for 2nd control Period as Annexure-I | Submitted vide Distribution True-up petition for 2nd control Period as Annexure-I
25 | C10 E/S TO 1NO 100KVA ADDL DTR UNDRE SS | NALGONDA | 05.01.2013 | 0.0023896 | Submitted vide Distribution True-up petition for 2nd control Period as Annexure-I | Submitted vide Distribution True-up petition for 2nd control Period as Annexure-I
26 | C10 E/S FOR ENANCEMENT OF10-25 SS5 CHIT | NALGONDA | 25.11.2012 | 0.0042303 | Submitted vide Distribution True-up petition for 2nd control Period as Annexure-I | Submitted vide Distribution True-up petition for 2nd control Period as Annexure-I
27 | C10 E/s. for 23Nos. Interm Poles SS-13 | NALGONDA | 05.01.2013 | 0.0038291 | Submitted vide Distribution True-up petition for 2nd control Period as Annexure-I | Submitted vide Distribution True-up petition for 2nd control Period as Annexure-I
28 | C10 11 KVA CTPT set 10/5A for Huzurnaga | NALGONDA | 29.01.2013 | 0.003812 | Submitted vide Distribution True-up petition for 2nd control Period as Annexure-I | Submitted vide Distribution True-up petition for 2nd control Period as Annexure-I
29 | C10 Erection of 10 Nos. Intermidiate P | NALGONDA | 08.01.2013 | 0.0019004 | Submitted vide Distribution True-up petition for 2nd control Period as Annexure-I | Submitted vide Distribution True-up petition for 2nd control Period as Annexure-I
30 | C10 Erection of 22 Nos. Intermidiate P | NALGONDA | 05.01.2013 | 0.004233 | Submitted vide Distribution True-up petition for 2nd control Period as Annexure-I | Submitted vide Distribution True-up petition for 2nd control Period as Annexure-I
31 | C10 Erection of 18 Nos. Intermidiate P | NALGONDA | 05.01.2013 | 0.0038632 | Submitted vide Distribution True-up petition for 2nd control Period as Annexure-I | Submitted vide Distribution True-up petition for 2nd control Period as Annexure-I
32 | C10 Erection1X25KVA,SSI,Idikuda,Chandur | NALGONDA | 13.10.2012 | 0.01461 | Submitted vide Distribution True-up petition for 2nd control Period as Annexure-I | Submitted vide Distribution True-up petition for 2nd control Period as Annexure-I
33 | C10 Erection1X100KVA,SS5,Teldeverpally, | NALGONDA | 25.03.2013 | 0.020422 | Submitted vide Distribution True-up petition for 2nd control Period as Annexure-I | Submitted vide Distribution True-up petition for 2nd control Period as Annexure-I
34 | C10 Erection1X25KVASS15,Amaravaram,Huzu | NALGONDA | 05.01.2013 | 0.014553 | Submitted vide Distribution True-up petition for 2nd control Period as Annexure-I | Submitted vide Distribution True-up petition for 2nd control Period as Annexure-I
35 | C10 Enhance.63to100KVA,SS3,Kothapally,N | NALGONDA | 22.03.2013 | 0.0044768 | Submitted vide Distribution True-up petition for 2nd control Period as Annexure-I | Submitted vide Distribution True-up petition for 2nd control Period as Annexure-I
36 | C10 E/s.to Enhance.10KVA-25KVA Pochampa | NALGONDA | 21.11.2012 | 0.0084606 | Submitted vide Distribution True-up petition for 2nd control Period as Annexure-I | Submitted vide Distribution True-up petition for 2nd control Period as Annexure-I
37 | C10 Enhance6X10tto100,SS14,Chandanpally | NALGONDA | 20.11.2012 | 0.0092533 | Submitted vide Distribution True-up petition for 2nd control Period as Annexure-I | Submitted vide Distribution True-up petition for 2nd control Period as Annexure-I
38 | C10 Erection of 10 Nos. Intermidiate po | NALGONDA | 05.01.2013 | 0.0038001 | Submitted vide Distribution True-up petition for 2nd control Period as Annexure-I | Submitted vide Distribution True-up petition for 2nd control Period as Annexure-I
39 | C10 Erection of 15 Nos. Intermidiate po | NALGONDA | 05.01.2013 | 0.0051178 | Submitted vide Distribution True-up petition for 2nd control Period as Annexure-I | Submitted vide Distribution True-up petition for 2nd control Period as Annexure-I
40 | C10 E/S ENHANCEMENT10KVA-25KVAChepur,G. | NALGONDA | 21.11.2012 | 0.0084606 | Submitted vide Distribution True-up petition for 2nd control Period as Annexure-I | Submitted vide Distribution True-up petition for 2nd control Period as Annexure-I
41 | C10 Enhance.63to100KVA,SS10,Kalwapally, | NALGONDA | 18.07.2012 | 0.010324 | Submitted vide Distribution True-up petition for 2nd control Period as Annexure-I | Submitted vide Distribution True-up petition for 2nd control Period as Annexure-I
42 | C10 Enhance3X15to100,SS13,Kothapally,Na | NALGONDA | 15.09.2012 | 0.0043661 | Submitted vide Distribution True-up petition for 2nd control Period as Annexure-I | Submitted vide Distribution True-up petition for 2nd control Period as Annexure-I
43 | C10 Erection1X100KVA,SS3,Huzurnagar (V& | NALGONDA | 05.01.2013 | 0.020368 | Submitted vide Distribution True-up petition for 2nd control Period as Annexure-I | Submitted vide Distribution True-up petition for 2nd control Period as Annexure-I
44 | C10 E/s for Enhancement of existing DT | NALGONDA | 30.03.2013 | 0.016604 | Submitted vide Distribution True-up petition for 2nd control Period as Annexure-I | Submitted vide Distribution True-up petition for 2nd control Period as Annexure-I
45 | C10 Enhancement of 3x15 to 63 at Pagidi | NALGONDA | 25.11.2012 | 0.0081809 | Submitted vide Distribution True-up petition for 2nd control Period as Annexure-I | Submitted vide Distribution True-up petition for 2nd control Period as Annexure-I
46 | C10 Erectionof2MVARCapacitorBankSingarj | NALGONDA | 10.01.2013 | 0.23663 | Submitted vide Distribution True-up petition for 2nd control Period as Annexure-I | Submitted vide Distribution True-up petition for 2nd control Period as Annexure-I
47 | C10 E/s for Erection of 2x25 KVA Addl.D | NALGONDA | 25.03.2013 | 0.019084 | Submitted vide Distribution True-up petition for 2nd control Period as Annexure-I | Submitted vide Distribution True-up petition for 2nd control Period as Annexure-I
48 | C10 Erection1X25KVASS5,Bangarigadda,Cha | NALGONDA | 13.10.2012 | 0.010664 | Submitted vide Distribution True-up petition for 2nd control Period as Annexure-I | Submitted vide Distribution True-up petition for 2nd control Period as Annexure-I
49 | C10 Erection1X25KVASS5,Nermata,Chandur( | NALGONDA | 13.10.2012 | 0.0152 | Submitted vide Distribution True-up petition for 2nd control Period as Annexure-I | Submitted vide Distribution True-up petition for 2nd control Period as Annexure-I
50 | C10 Erection1X25KVA,SS6,Panagal,Separat | NALGONDA | 26.02.2013 | -0.00025236 | Submitted vide Distribution True-up petition for 2nd control Period as Annexure-I | Submitted vide Distribution True-up petition for 2nd control Period as Annexure-I
51 | C10 Enhancement63to100KVASS3Sulthanpur | NALGONDA | 22.11.2012 | 0.010222 | Submitted vide Distribution True-up petition for 2nd control Period as Annexure-I | Submitted vide Distribution True-up petition for 2nd control Period as Annexure-I
52 | C10 Repl. of failed 11 KV CTPT Set ( 10 | NALGONDA | 03.07.2012 | 0.0035443 | Submitted vide Distribution True-up petition for 2nd control Period as Annexure-I | Submitted vide Distribution True-up petition for 2nd control Period as Annexure-I
53 | C10 Ere.6.3KV line-24Hrs supply,Narsimh | NALGONDA | 07.06.2012 | 0.0014128 | Submitted vide Distribution True-up petition for 2nd control Period as Annexure-I | Submitted vide Distribution True-up petition for 2nd control Period as Annexure-I
54 | C10 E/s for Erection of 1x100 KVA Addl. | NALGONDA | 28.03.2013 | 0.023353 | Submitted vide Distribution True-up petition for 2nd control Period as Annexure-I | Submitted vide Distribution True-up petition for 2nd control Period as Annexure-I
55 | C10 Ere.15KVA.addl.DTR,SS-79/100,Gollag | NALGONDA | 07.06.2012 | 0.0035346 | Submitted vide Distribution True-up petition for 2nd control Period as Annexure-I | Submitted vide Distribution True-up petition for 2nd control Period as Annexure-I
56 | C10 E/s for Erection of 28 Nos. Interme | NALGONDA | 27.01.2013 | 0.0044413 | Submitted vide Distribution True-up petition for 2nd control Period as Annexure-I | Submitted vide Distribution True-up petition for 2nd control Period as Annexure-I
57 | C10 E/s for Enhancement of DTR capacity | NALGONDA | 29.01.2013 | 0.013337 | Submitted vide Distribution True-up petition for 2nd control Period as Annexure-I | Submitted vide Distribution True-up petition for 2nd control Period as Annexure-I
58 | C10 E/s for Enhancement of existing DT | NALGONDA | 30.03.2013 | 0.0065874 | Submitted vide Distribution True-up petition for 2nd control Period as Annexure-I | Submitted vide Distribution True-up petition for 2nd control Period as Annexure-I
59 | C10 E/s for Erection of 2x25 KVA Addl.D | NALGONDA | 06.01.2013 | 0.018863 | Submitted vide Distribution True-up petition for 2nd control Period as Annexure-I | Submitted vide Distribution True-up petition for 2nd control Period as Annexure-I
60 | C10 E/s for Replacement of 1 No. CTPT s | NALGONDA | 28.03.2013 | 0.0030784 | Submitted vide Distribution True-up petition for 2nd control Period as Annexure-I | Submitted vide Distribution True-up petition for 2nd control Period as Annexure-I
61 | C10 Erection of 21 Nos. Intermidiate Po | NALGONDA | 06.01.2013 | 0.0079748 | Submitted vide Distribution True-up petition for 2nd control Period as Annexure-I | Submitted vide Distribution True-up petition for 2nd control Period as Annexure-I
62 | C10 E/s for Erection of 2x25 KVA Addl.D | NALGONDA | 06.01.2013 | 0.022661 | Submitted vide Distribution True-up petition for 2nd control Period as Annexure-I | Submitted vide Distribution True-up petition for 2nd control Period as Annexure-I
63 | C10 Erection1.4KmLT3Ph4W/L,variouslocat | NALGONDA | 26.02.2013 | 0.00015187 | Submitted vide Distribution True-up petition for 2nd control Period as Annexure-I | Submitted vide Distribution True-up petition for 2nd control Period as Annexure-I
64 | C10 Ere.3x10KVA.addl.DTRs,SS-5,Rasoolpu | NALGONDA | 21.11.2012 | 0.0088569 | Submitted vide Distribution True-up petition for 2nd control Period as Annexure-I | Submitted vide Distribution True-up petition for 2nd control Period as Annexure-I
65 | C10 Enhancement63to100SMPetMunagala(M) | NALGONDA | 17.03.2013 | 0.016663 | Submitted vide Distribution True-up petition for 2nd control Period as Annexure-I | Submitted vide Distribution True-up petition for 2nd control Period as Annexure-I
66 | C10 E/s for Erection of 1x25 KVA Addl. | NALGONDA | 07.06.2012 | 0.0051413 | Submitted vide Distribution True-up petition for 2nd control Period as Annexure-I | Submitted vide Distribution True-up petition for 2nd control Period as Annexure-I
67 | C10 Ere.25KVA.addl.DTR,SS-9,Gurrampode( | NALGONDA | 21.11.2012 | 0.013648 | Submitted vide Distribution True-up petition for 2nd control Period as Annexure-I | Submitted vide Distribution True-up petition for 2nd control Period as Annexure-I
68 | C10 Enhancement63KVAto100KVASS4Chandur( | NALGONDA | 14.12.2012 | 0.013009 | Submitted vide Distribution True-up petition for 2nd control Period as Annexure-I | Submitted vide Distribution True-up petition for 2nd control Period as Annexure-I
69 | C10 E/s for Erection of 1x25 KVA Addl.D | NALGONDA | 11.11.2012 | 0.0041527 | Submitted vide Distribution True-up petition for 2nd control Period as Annexure-I | Submitted vide Distribution True-up petition for 2nd control Period as Annexure-I
70 | C10 E/s for Enhancement of 1x63 KVA Add | NALGONDA | 19.08.2012 | 0.012445 | Submitted vide Distribution True-up petition for 2nd control Period as Annexure-I | Submitted vide Distribution True-up petition for 2nd control Period as Annexure-I
71 | C10 Ere.63KVA.addl.DTR,SS-3,Appajipeta<( | NALGONDA | 21.11.2012 | 0.0059982 | Submitted vide Distribution True-up petition for 2nd control Period as Annexure-I | Submitted vide Distribution True-up petition for 2nd control Period as Annexure-I
72 | C10 Sep40NoAglservicesBatallionfeeder33 | NALGONDA | 11.01.2013 | 0.12003 | Submitted vide Distribution True-up petition for 2nd control Period as Annexure-I | Submitted vide Distribution True-up petition for 2nd control Period as Annexure-I
73 | C10 E/s for Erection of 1x25 KVA Addl.D | NALGONDA | 29.03.2013 | 0.010706 | Submitted vide Distribution True-up petition for 2nd control Period as Annexure-I | Submitted vide Distribution True-up petition for 2nd control Period as Annexure-I
74 | C10 Re-orient.Existing100KVASS4,BKGudem | NALGONDA | 12.01.2013 | 0.0078727 | Submitted vide Distribution True-up petition for 2nd control Period as Annexure-I | Submitted vide Distribution True-up petition for 2nd control Period as Annexure-I
75 | C10 en.of 1no 100kva at seethal thand | NALGONDA | 12.10.2012 | 0.022642 | Submitted vide Distribution True-up petition for 2nd control Period as Annexure-I | Submitted vide Distribution True-up petition for 2nd control Period as Annexure-I
76 | C10 e/s to 25kva addl dtr underss3gundr | NALGONDA | 10.07.2012 | 0.00021386 | Submitted vide Distribution True-up petition for 2nd control Period as Annexure-I | Submitted vide Distribution True-up petition for 2nd control Period as Annexure-I
77 | C10 REPL.BARE CONDAT ANGADI9PETA | NALGONDA | 21.11.2012 | 0.011446 | Submitted vide Distribution True-up petition for 2nd control Period as Annexure-I | Submitted vide Distribution True-up petition for 2nd control Period as Annexure-I
78 | C10 e/s to bareconductor.ltabcable inch | NALGONDA | 21.11.2012 | 0.0087676 | Submitted vide Distribution True-up petition for 2nd control Period as Annexure-I | Submitted vide Distribution True-up petition for 2nd control Period as Annexure-I
79 | C10 E/s to for erection of 14no interme | NALGONDA | 05.01.2013 | 0.0043177 | Submitted vide Distribution True-up petition for 2nd control Period as Annexure-I | Submitted vide Distribution True-up petition for 2nd control Period as Annexure-I
80 | C10 E/s of 15no intermeate pole onat va | NALGONDA | 05.01.2013 | 0.0058163 | Submitted vide Distribution True-up petition for 2nd control Period as Annexure-I | Submitted vide Distribution True-up petition for 2nd control Period as Annexure-I
81 | C10 E/s to 1no100kva addl dtr under ss | NALGONDA | 05.01.2013 | 0.0010919 | Submitted vide Distribution True-up petition for 2nd control Period as Annexure-I | Submitted vide Distribution True-up petition for 2nd control Period as Annexure-I
82 | C10 Shifting of 100 KVA DTR at SS _ II | NALGONDA | 10.01.2013 | 0.0046101 | Submitted vide Distribution True-up petition for 2nd control Period as Annexure-I | Submitted vide Distribution True-up petition for 2nd control Period as Annexure-I
83 | C10 Erection1X10KVA,SS37,Huzurnagar(V&M | NALGONDA | 29.01.2013 | 0.0066761 | Submitted vide Distribution True-up petition for 2nd control Period as Annexure-I | Submitted vide Distribution True-up petition for 2nd control Period as Annexure-I
84 | C10 Erection1X100KVA,SS5,Thummalapally, | NALGONDA | 08.10.2012 | 0.014461 | Submitted vide Distribution True-up petition for 2nd control Period as Annexure-I | Submitted vide Distribution True-up petition for 2nd control Period as Annexure-I
85 | C10 Repl. failed 2 X 2.5 Sqmm Copper Ca | NALGONDA | 10.01.2013 | 0.0011633 | Submitted vide Distribution True-up petition for 2nd control Period as Annexure-I | Submitted vide Distribution True-up petition for 2nd control Period as Annexure-I
86 | C10 E/S TO ENHANCE 63TO 100KVA SS16MAMI | NALGONDA | 04.07.2012 | 0.012798 | Submitted vide Distribution True-up petition for 2nd control Period as Annexure-I | Submitted vide Distribution True-up petition for 2nd control Period as Annexure-I
87 | C10 Ere.100KVA.addl.DTRs,SS-1,Kothalapo | NALGONDA | 04.12.2012 | 0.0061633 | Submitted vide Distribution True-up petition for 2nd control Period as Annexure-I | Submitted vide Distribution True-up petition for 2nd control Period as Annexure-I
88 | C10 Ere.1No.100KVA Thef.DTR,SS-12,G.Pod | NALGONDA | 27.12.2012 | -5e-05 | Submitted vide Distribution True-up petition for 2nd control Period as Annexure-I | Submitted vide Distribution True-up petition for 2nd control Period as Annexure-I
89 | C10 Ere.1No.100KVA Addl.DTR,SS-6,Pocham | NALGONDA | 04.07.2012 | 0.015845 | Submitted vide Distribution True-up petition for 2nd control Period as Annexure-I | Submitted vide Distribution True-up petition for 2nd control Period as Annexure-I
90 | C10 Enh.25KVA to63KVA.SS-31,B.Vellemla, | NALGONDA | 25.03.2013 | 0.00909 | Submitted vide Distribution True-up petition for 2nd control Period as Annexure-I | Submitted vide Distribution True-up petition for 2nd control Period as Annexure-I
91 | C10 E/s for Erection of 1 No. S-Ph 15KVA | NALGONDA | 27.03.2013 | 0.0084187 | Submitted vide Distribution True-up petition for 2nd control Period as Annexure-I | Submitted vide Distribution True-up petition for 2nd control Period as Annexure-I
92 | C10 E/s for Erection of 1 No. S-Ph 15KV | NALGONDA | 06.01.2013 | 0.010384 | Submitted vide Distribution True-up petition for 2nd control Period as Annexure-I | Submitted vide Distribution True-up petition for 2nd control Period as Annexure-I
93 | C10 E/s for Erection of 1 No. S-Ph 25KV | NALGONDA | 27.03.2013 | 0.0037115 | Submitted vide Distribution True-up petition for 2nd control Period as Annexure-I | Submitted vide Distribution True-up petition for 2nd control Period as Annexure-I
94 | C10 E/s for Erection of 1 No. S-Ph 15KV | NALGONDA | 27.03.2013 | 0.0032734 | Submitted vide Distribution True-up petition for 2nd control Period as Annexure-I | Submitted vide Distribution True-up petition for 2nd control Period as Annexure-I
95 | C10 Enhancement 63 to 100 KVA at N.r.Pu | NALGONDA | 17.03.2013 | 0.017435 | Submitted vide Distribution True-up petition for 2nd control Period as Annexure-I | Submitted vide Distribution True-up petition for 2nd control Period as Annexure-I
96 | C10 E/S100KVA Addl.DTRSS-8at JNarsimhul | NALGONDA | 12.01.2013 | 0.023108 | Submitted vide Distribution True-up petition for 2nd control Period as Annexure-I | Submitted vide Distribution True-up petition for 2nd control Period as Annexure-I
97 | C10 Enhancement 6x10 to 100 KVA at Muna | NALGONDA | 06.01.2013 | 0.017188 | Submitted vide Distribution True-up petition for 2nd control Period as Annexure-I | Submitted vide Distribution True-up petition for 2nd control Period as Annexure-I
98 | C10 Erection2X16KVAAddlSS4Mangapuram(V) | NALGONDA | 07.06.2012 | 0.013902 | Submitted vide Distribution True-up petition for 2nd control Period as Annexure-I | Submitted vide Distribution True-up petition for 2nd control Period as Annexure-I
99 | C10 Erection2X16KVAAddlSS2Kattavarigude | NALGONDA | 22.06.2012 | 0.015585 | Submitted vide Distribution True-up petition for 2nd control Period as Annexure-I | Submitted vide Distribution True-up petition for 2nd control Period as Annexure-I
100 | C10 Erection1X16KVAAddlSSILB.Nagar(V)Ga | NALGONDA | 09.06.2012 | 0.0086083 | Submitted vide Distribution True-up petition for 2nd control Period as Annexure-I | Submitted vide Distribution True-up petition for 2nd control Period as Annexure-I
101 | C10 Enhancement63to100KVASS3Kutubshapur | NALGONDA | 06.01.2013 | 0.017959 | Submitted vide Distribution True-up petition for 2nd control Period as Annexure-I | Submitted vide Distribution True-up petition for 2nd control Period as Annexure-I
102 | C10 Erection100KVAAddlDTRSS7Ramachandra | NALGONDA | 22.06.2012 | 0.021841 | Submitted vide Distribution True-up petition for 2nd control Period as Annexure-I | Submitted vide Distribution True-up petition for 2nd control Period as Annexure-I
103 | C10 Erection2X16KVAAddlSS1Kattakummu(T) | NALGONDA | 07.06.2012 | 0.013777 | Submitted vide Distribution True-up petition for 2nd control Period as Annexure-I | Submitted vide Distribution True-up petition for 2nd control Period as Annexure-I
104 | C10 E/s for Re-orientation of existing | NALGONDA | 06.01.2013 | 0.0054991 | Submitted vide Distribution True-up petition for 2nd control Period as Annexure-I | Submitted vide Distribution True-up petition for 2nd control Period as Annexure-I
105 | C10 E/S63KVA ADDLDTR ,Barakathgudem,Mun | NALGONDA | 12.01.2013 | 0.01171 | Submitted vide Distribution True-up petition for 2nd control Period as Annexure-I | Submitted vide Distribution True-up petition for 2nd control Period as Annexure-I
106 | C10 Erection of 2x16KVA Addl DTR SS-06L | NALGONDA | 12.10.2012 | 0.017088 | Submitted vide Distribution True-up petition for 2nd control Period as Annexure-I | Submitted vide Distribution True-up petition for 2nd control Period as Annexure-I
107 | C10 E/s for Shifting of 0.13KM 33KV Nam | NALGONDA | 12.12.2012 | 0.0011711 | Submitted vide Distribution True-up petition for 2nd control Period as Annexure-I | Submitted vide Distribution True-up petition for 2nd control Period as Annexure-I
108 | C10 E/s for Erection of 1 No. 100KVA Ad | NALGONDA | 05.07.2012 | 0.023526 | Submitted vide Distribution True-up petition for 2nd control Period as Annexure-I | Submitted vide Distribution True-up petition for 2nd control Period as Annexure-I
109 | C10 E/S25KVA ADDLDTR, Bethavolu(V),Chil | NALGONDA | 08.01.2013 | 0.013078 | Submitted vide Distribution True-up petition for 2nd control Period as Annexure-I | Submitted vide Distribution True-up petition for 2nd control Period as Annexure-I
110 | C10 E/S TO100KVA ADDLDTR KODAD TOWN (M) | NALGONDA | 06.01.2013 | 0.01848 | Submitted vide Distribution True-up petition for 2nd control Period as Annexure-I | Submitted vide Distribution True-up petition for 2nd control Period as Annexure-I
111 | C10 enhance. ss-2 63 KVA to 100 KVA amm | NALGONDA | 07.06.2012 | 0.01298 | Submitted vide Distribution True-up petition for 2nd control Period as Annexure-I | Submitted vide Distribution True-up petition for 2nd control Period as Annexure-I
112 | C10 Enhancement3X25S-Ph.to100KVASS51Cha | NALGONDA | 10.07.2012 | 0.014095 | Submitted vide Distribution True-up petition for 2nd control Period as Annexure-I | Submitted vide Distribution True-up petition for 2nd control Period as Annexure-I
113 | C10 Enhancement63KVAto100KVASS9JRGuda(V | NALGONDA | 07.06.2012 | 0.012761 | Submitted vide Distribution True-up petition for 2nd control Period as Annexure-I | Submitted vide Distribution True-up petition for 2nd control Period as Annexure-I
114 | C10 Enh.63 to 100KVA.SS-6,Kothapally,Na | NALGONDA | 10.07.2012 | 0.015265 | Submitted vide Distribution True-up petition for 2nd control Period as Annexure-I | Submitted vide Distribution True-up petition for 2nd control Period as Annexure-I
115 | C10 Erection3.0Km11KVInterlinking33/11K | NALGONDA | 05.09.2012 | 0.046136 | Submitted vide Distribution True-up petition for 2nd control Period as Annexure-I | Submitted vide Distribution True-up petition for 2nd control Period as Annexure-I
116 | C10 enhance63 to100kvass-9atturkagudem, | NALGONDA | 17.03.2013 | 0.015756 | Submitted vide Distribution True-up petition for 2nd control Period as Annexure-I | Submitted vide Distribution True-up petition for 2nd control Period as Annexure-I
117 | C10 E/s for erection of 44 Nos. Interme | NALGONDA | 09.12.2012 | 0.0083629 | Submitted vide Distribution True-up petition for 2nd control Period as Annexure-I | Submitted vide Distribution True-up petition for 2nd control Period as Annexure-I
118 | C10 E/s for Enhancement of existing DTR | NALGONDA | 11.11.2012 | 0.010175 | Submitted vide Distribution True-up petition for 2nd control Period as Annexure-I | Submitted vide Distribution True-up petition for 2nd control Period as Annexure-I
119 | C10 ENHANCEMENT63to0KVA Krishnanagar,M | NALGONDA | 17.03.2013 | 0.016681 | Submitted vide Distribution True-up petition for 2nd control Period as Annexure-I | Submitted vide Distribution True-up petition for 2nd control Period as Annexure-I
120 | C10 E/s for Erection of 1 No. S-Ph 15KV | NALGONDA | 09.12.2012 | 0.00542 | Submitted vide Distribution True-up petition for 2nd control Period as Annexure-I | Submitted vide Distribution True-up petition for 2nd control Period as Annexure-I
121 | C10 Enh.3x10kva to63KVA.SS-22,Dandampal | NALGONDA | 22.03.2013 | 0.0039484 | Submitted vide Distribution True-up petition for 2nd control Period as Annexure-I | Submitted vide Distribution True-up petition for 2nd control Period as Annexure-I
122 | C10 Enhance63KVAto100KVASS5Cheruvupally | NALGONDA | 07.06.2012 | 0.014077 | Submitted vide Distribution True-up petition for 2nd control Period as Annexure-I | Submitted vide Distribution True-up petition for 2nd control Period as Annexure-I
123 | C10 E/s for erection of 0.455KM LT line | NALGONDA | 09.12.2012 | 0.0040321 | Submitted vide Distribution True-up petition for 2nd control Period as Annexure-I | Submitted vide Distribution True-up petition for 2nd control Period as Annexure-I
124 | C10 Enhancement100to160KVASS43G.V.Gudem | NALGONDA | 28.06.2012 | 0.020364 | Submitted vide Distribution True-up petition for 2nd control Period as Annexure-I | Submitted vide Distribution True-up petition for 2nd control Period as Annexure-I
125 | C10 enhancemnt 63 to100kvass-117 117 K | NALGONDA | 19.03.2013 | 0.019577 | Submitted vide Distribution True-up petition for 2nd control Period as Annexure-I | Submitted vide Distribution True-up petition for 2nd control Period as Annexure-I
126 | C10 E/S63KVA ADDLDTRunder SS-06,K.K.Gud | NALGONDA | 18.03.2013 | 0.018176 | Submitted vide Distribution True-up petition for 2nd control Period as Annexure-I | Submitted vide Distribution True-up petition for 2nd control Period as Annexure-I
127 | C10 E/s for Erection of 1 No. 25KVA Add | NALGONDA | 06.01.2013 | 0.014487 | Submitted vide Distribution True-up petition for 2nd control Period as Annexure-I | Submitted vide Distribution True-up petition for 2nd control Period as Annexure-I
128 | C10 E/s for Erection of 1 No. 100KVA Ad | NALGONDA | 06.01.2013 | 0.024473 | Submitted vide Distribution True-up petition for 2nd control Period as Annexure-I | Submitted vide Distribution True-up petition for 2nd control Period as Annexure-I
129 | C10 E/s for Erection of 1x100 KVA Addl. | NALGONDA | 03.12.2012 | 0.0074165 | Submitted vide Distribution True-up petition for 2nd control Period as Annexure-I | Submitted vide Distribution True-up petition for 2nd control Period as Annexure-I
130 | C10 EN 63TO100 KVA ADDLDTR K. NAGAR MUN | NALGONDA | 17.03.2013 | 0.017936 | Submitted vide Distribution True-up petition for 2nd control Period as Annexure-I | Submitted vide Distribution True-up petition for 2nd control Period as Annexure-I
131 | C10 E/S100KVA ADDLDTR ,Chilkur(V)(M) | NALGONDA | 12.01.2013 | 0.023568 | Submitted vide Distribution True-up petition for 2nd control Period as Annexure-I | Submitted vide Distribution True-up petition for 2nd control Period as Annexure-I
132 | C10 E/S25KVA ADDLDTR under SS-53,Kodad( | NALGONDA | 17.03.2013 | 0.018949 | Submitted vide Distribution True-up petition for 2nd control Period as Annexure-I | Submitted vide Distribution True-up petition for 2nd control Period as Annexure-I
133 | C10 E/s for Enhancement of DTR capacity | NALGONDA | 03.11.2012 | 0.023761 | Submitted vide Distribution True-up petition for 2nd control Period as Annexure-I | Submitted vide Distribution True-up petition for 2nd control Period as Annexure-I
134 | C10 Erection1X25KVASS17,Kasthala,Chandu | NALGONDA | 13.10.2012 | 0.010503 | Submitted vide Distribution True-up petition for 2nd control Period as Annexure-I | Submitted vide Distribution True-up petition for 2nd control Period as Annexure-I
135 | C10 Enh.63to100KVA.SS-3,Thaskani,Chandu | NALGONDA | 14.12.2012 | 0.014714 | Submitted vide Distribution True-up petition for 2nd control Period as Annexure-I | Submitted vide Distribution True-up petition for 2nd control Period as Annexure-I
136 | C10 E/S100 KVA Addl.DTRSS-5- Palavaram( | NALGONDA | 10.06.2012 | 0.020616 | Submitted vide Distribution True-up petition for 2nd control Period as Annexure-I | Submitted vide Distribution True-up petition for 2nd control Period as Annexure-I
137 | C10 E/s for erection of 0.5KM 11KV line | NALGONDA | 27.01.2013 | 0.0062188 | Submitted vide Distribution True-up petition for 2nd control Period as Annexure-I | Submitted vide Distribution True-up petition for 2nd control Period as Annexure-I
138 | C10 Enhancement 25 KVATo3x15KVASS-139,K | NALGONDA | 30.11.2012 | 0.0085151 | Submitted vide Distribution True-up petition for 2nd control Period as Annexure-I | Submitted vide Distribution True-up petition for 2nd control Period as Annexure-I
139 | C10 Enhancement25KVAto63KVASS34Kasthala | NALGONDA | 14.12.2012 | 0.0092404 | Submitted vide Distribution True-up petition for 2nd control Period as Annexure-I | Submitted vide Distribution True-up petition for 2nd control Period as Annexure-I
140 | C10 Erection1X63KVASS10,Pazzur(V),Thipp | NALGONDA | 16.08.2012 | 0.012674 | Submitted vide Distribution True-up petition for 2nd control Period as Annexure-I | Submitted vide Distribution True-up petition for 2nd control Period as Annexure-I
141 | C10 Ere.2No.25KVAAddl.DTRs,SS-3,Chervug | NALGONDA | 25.03.2013 | 0.015947 | Submitted vide Distribution True-up petition for 2nd control Period as Annexure-I | Submitted vide Distribution True-up petition for 2nd control Period as Annexure-I
142 | C10 E/s for Erection of 1 No. S-Ph 15KV | NALGONDA | 09.12.2012 | 0.015587 | Submitted vide Distribution True-up petition for 2nd control Period as Annexure-I | Submitted vide Distribution True-up petition for 2nd control Period as Annexure-I
143 | C10 E/s for Erection of 1 No. S-Ph 15KV | NALGONDA | 09.12.2012 | 0.0060378 | Submitted vide Distribution True-up petition for 2nd control Period as Annexure-I | Submitted vide Distribution True-up petition for 2nd control Period as Annexure-I
144 | C10 E/s for Erection of 1 No. S-Ph 15KV | NALGONDA | 09.12.2012 | 0.0064525 | Submitted vide Distribution True-up petition for 2nd control Period as Annexure-I | Submitted vide Distribution True-up petition for 2nd control Period as Annexure-I
145 | C10 E/s for Erection of 1 No. S-Ph 15KV | NALGONDA | 09.12.2012 | 0.005999 | Submitted vide Distribution True-up petition for 2nd control Period as Annexure-I | Submitted vide Distribution True-up petition for 2nd control Period as Annexure-I
146 | C10 E/s for Erection of 1 No. S-Ph 15KV | NALGONDA | 09.12.2012 | 0.0058817 | Submitted vide Distribution True-up petition for 2nd control Period as Annexure-I | Submitted vide Distribution True-up petition for 2nd control Period as Annexure-I
147 | C10 Enh.3x15to100KVA.SS-18,D.B.Pally,Ma | NALGONDA | 04.07.2012 | 0.014081 | Submitted vide Distribution True-up petition for 2nd control Period as Annexure-I | Submitted vide Distribution True-up petition for 2nd control Period as Annexure-I
148 | C10 Ere.1No.63KVA Addl.DTR,SS-1,Ipparth | NALGONDA | 07.12.2012 | 0.014003 | Submitted vide Distribution True-up petition for 2nd control Period as Annexure-I | Submitted vide Distribution True-up petition for 2nd control Period as Annexure-I
149 | C10 Enh.63 to 100KVA.SS-25,Thondalvai,N | NALGONDA | 25.03.2013 | 0.014795 | Submitted vide Distribution True-up petition for 2nd control Period as Annexure-I | Submitted vide Distribution True-up petition for 2nd control Period as Annexure-I
150 | C10 Enh.100 to 160KVA.SS-17 at Boyawada | NALGONDA | 29.06.2012 | 0.020557 | Submitted vide Distribution True-up petition for 2nd control Period as Annexure-I | Submitted vide Distribution True-up petition for 2nd control Period as Annexure-I
151 | C13 E/s12No40WSt.Lights, Mellavai,Kethe | NALGONDA | 24.08.2012 | 0.015894 | Submitted vide Distribution True-up petition for 2nd control Period as Annexure-I | Submitted vide Distribution True-up petition for 2nd control Period as Annexure-I
152 | C13 E/S20*40W ST.LIGHT KALWAKUNTLA MUNU | NALGONDA | 08.06.2012 | 0.0061123 | Submitted vide Distribution True-up petition for 2nd control Period as Annexure-I | Submitted vide Distribution True-up petition for 2nd control Period as Annexure-I
153 | C10 Enhancement3X15to100KVASS9Xerregude | NALGONDA | 07.07.2012 | 0.018362 | Submitted vide Distribution True-up petition for 2nd control Period as Annexure-I | Submitted vide Distribution True-up petition for 2nd control Period as Annexure-I
154 | C13 E/s to10Nos.40W St.Lights,Damera,Na | NALGONDA | 07.06.2012 | 0.028848 | Submitted vide Distribution True-up petition for 2nd control Period as Annexure-I | Submitted vide Distribution True-up petition for 2nd control Period as Annexure-I
155 | C13 15Nos.each5HP80HPK.Shankar,Kasarajp | NALGONDA | 25.03.2013 | 0.013234 | Submitted vide Distribution True-up petition for 2nd control Period as Annexure-I | Submitted vide Distribution True-up petition for 2nd control Period as Annexure-I
156 | C10 E/S100KVA Addl.DTRSS-185, Kodad Tow | NALGONDA | 17.03.2013 | 0.0071161 | Submitted vide Distribution True-up petition for 2nd control Period as Annexure-I | Submitted vide Distribution True-up petition for 2nd control Period as Annexure-I
157 | C13 E/s14Nos.40WSt.LightsKumandaniguda, | NALGONDA | 09.10.2012 | 0.0045006 | Submitted vide Distribution True-up petition for 2nd control Period as Annexure-I | Submitted vide Distribution True-up petition for 2nd control Period as Annexure-I
158 | C13 E/s14Nos.40WSt.LightsNermata,Chandu | NALGONDA | 09.10.2012 | 0.0048532 | Submitted vide Distribution True-up petition for 2nd control Period as Annexure-I | Submitted vide Distribution True-up petition for 2nd control Period as Annexure-I
159 | C13 E/s14Nos.40WSt.LightsTheretpally,Ch | NALGONDA | 09.10.2012 | 0.0049369 | Submitted vide Distribution True-up petition for 2nd control Period as Annexure-I | Submitted vide Distribution True-up petition for 2nd control Period as Annexure-I
160 | C13 E/s20Nos.40WSt.Lights,Chamledu(V),G | NALGONDA | 08.09.2012 | 0.010475 | Submitted vide Distribution True-up petition for 2nd control Period as Annexure-I | Submitted vide Distribution True-up petition for 2nd control Period as Annexure-I
161 | C13 E/s15Nos.40WSt.Lights,Gollagudem,Ch | NALGONDA | 08.10.2012 | 0.0069066 | Submitted vide Distribution True-up petition for 2nd control Period as Annexure-I | Submitted vide Distribution True-up petition for 2nd control Period as Annexure-I
162 | C13 E/s18Nos.40WSt.Lights,Thummalapally | NALGONDA | 08.10.2012 | 0.0081822 | Submitted vide Distribution True-up petition for 2nd control Period as Annexure-I | Submitted vide Distribution True-up petition for 2nd control Period as Annexure-I
163 | C13 Ere.6.3KV line&10KVA DTR Chamalapal | NALGONDA | 08.06.2012 | 0.005801 | Submitted vide Distribution True-up petition for 2nd control Period as Annexure-I | Submitted vide Distribution True-up petition for 2nd control Period as Annexure-I
164 | C10 Re-orin.of DTR,SS-21/100KVA,T.D.Pal | NALGONDA | 07.06.2012 | 0.0089628 | Submitted vide Distribution True-up petition for 2nd control Period as Annexure-I | Submitted vide Distribution True-up petition for 2nd control Period as Annexure-I
165 | C10 E/s for Erection of 1 No. 3-Ph 16KV | NALGONDA | 27.01.2013 | 0.0087389 | Submitted vide Distribution True-up petition for 2nd control Period as Annexure-I | Submitted vide Distribution True-up petition for 2nd control Period as Annexure-I
166 | C10 Enhancement63to100KVASS12Vattipally | NALGONDA | 05.07.2012 | 0.011323 | Submitted vide Distribution True-up petition for 2nd control Period as Annexure-I | Submitted vide Distribution True-up petition for 2nd control Period as Annexure-I
167 | C10 Ere.1No.63KVAAddl.DTR,SS-14 at Y.G. | NALGONDA | 14.12.2012 | 0.0046778 | Submitted vide Distribution True-up petition for 2nd control Period as Annexure-I | Submitted vide Distribution True-up petition for 2nd control Period as Annexure-I
168 | C13 Repl.of Struckup Meters with SPh El | NALGONDA | 06.11.2012 | 0.0089413 | Submitted vide Distribution True-up petition for 2nd control Period as Annexure-I | Submitted vide Distribution True-up petition for 2nd control Period as Annexure-I
169 | C13 Es8Nos.40WSt.Lights,Mustipally,Namp | NALGONDA | 05.12.2012 | 0.0072313 | Submitted vide Distribution True-up petition for 2nd control Period as Annexure-I | Submitted vide Distribution True-up petition for 2nd control Period as Annexure-I
170 | C10 e/s to 63kva to100kva ss26koppole(V | NALGONDA | 09.01.2013 | 0.0060503 | Submitted vide Distribution True-up petition for 2nd control Period as Annexure-I | Submitted vide Distribution True-up petition for 2nd control Period as Annexure-I
171 | C13 Estimate for 46 Nos. S-Ph Electroni | NALGONDA | 29.03.2013 | 0.005992 | Submitted vide Distribution True-up petition for 2nd control Period as Annexure-I | Submitted vide Distribution True-up petition for 2nd control Period as Annexure-I
172 | C10 E/S3x15KVA Addl.DTRS-SS-1- Polenigu | NALGONDA | 12.01.2013 | 0.012988 | Submitted vide Distribution True-up petition for 2nd control Period as Annexure-I | Submitted vide Distribution True-up petition for 2nd control Period as Annexure-I
173 | C13 E/s15Nos.40WSt.Lights,Shakajipur(V) | NALGONDA | 20.11.2012 | 0.00077875 | Submitted vide Distribution True-up petition for 2nd control Period as Annexure-I | Submitted vide Distribution True-up petition for 2nd control Period as Annexure-I
174 | C13 E/s20Nos.40WSt.Lights,Chepoor(V),Gu | NALGONDA | 06.07.2012 | 3.6869e-05 | Submitted vide Distribution True-up petition for 2nd control Period as Annexure-I | Submitted vide Distribution True-up petition for 2nd control Period as Annexure-I
175 | C10 Ere.1No.100KVAAddl.DTR,SS-4,Kastala | NALGONDA | 13.10.2012 | 0.020065 | Submitted vide Distribution True-up petition for 2nd control Period as Annexure-I | Submitted vide Distribution True-up petition for 2nd control Period as Annexure-I
176 | C10 Ere.1No.100KVAAddl.DTR,SS-6,Chandur | NALGONDA | 08.10.2012 | 0.018356 | Submitted vide Distribution True-up petition for 2nd control Period as Annexure-I | Submitted vide Distribution True-up petition for 2nd control Period as Annexure-I
177 | C10 Erecn. of 25 KVA DTR Narsimhagudem | NALGONDA | 07.06.2012 | 0.0091209 | Submitted vide Distribution True-up petition for 2nd control Period as Annexure-I | Submitted vide Distribution True-up petition for 2nd control Period as Annexure-I
178 | C10 E/s for Erection of 1 No. 100KVA Ad | NALGONDA | 03.12.2012 | 0.0050417 | Submitted vide Distribution True-up petition for 2nd control Period as Annexure-I | Submitted vide Distribution True-up petition for 2nd control Period as Annexure-I
179 | C13 E/S TO 13X40W.ST.LIGHTSATKUDAVANPUR | NALGONDA | 11.01.2013 | 0.0049697 | Submitted vide Distribution True-up petition for 2nd control Period as Annexure-I | Submitted vide Distribution True-up petition for 2nd control Period as Annexure-I
180 | C10 Enhancement25to63KVASS46Bethavolu(V | NALGONDA | 08.01.2013 | 0.0011207 | Submitted vide Distribution True-up petition for 2nd control Period as Annexure-I | Submitted vide Distribution True-up petition for 2nd control Period as Annexure-I
181 | C10 Erection1X25KVASS12Bethavole(V)Chil | NALGONDA | 08.01.2013 | 0.013566 | Submitted vide Distribution True-up petition for 2nd control Period as Annexure-I | Submitted vide Distribution True-up petition for 2nd control Period as Annexure-I
182 | C10 E/s for 30 Nos. 3-Ph Electronic ene | NALGONDA | 22.11.2012 | 0.0063395 | Submitted vide Distribution True-up petition for 2nd control Period as Annexure-I | Submitted vide Distribution True-up petition for 2nd control Period as Annexure-I
183 | C10 E/S18NO40W ST-LIGHT GUDAPUR(V) MUNU | NALGONDA | 13.09.2012 | 0.0058752 | Submitted vide Distribution True-up petition for 2nd control Period as Annexure-I | Submitted vide Distribution True-up petition for 2nd control Period as Annexure-I
184 | C10 EnhancementDTR63to100KVASS2Batlapal | NALGONDA | 20.06.2012 | 0.013089 | Submitted vide Distribution True-up petition for 2nd control Period as Annexure-I | Submitted vide Distribution True-up petition for 2nd control Period as Annexure-I
185 | C10 E/s for Replacement of 150 Nos. Mec | NALGONDA | 05.01.2013 | 0.013292 | Submitted vide Distribution True-up petition for 2nd control Period as Annexure-I | Submitted vide Distribution True-up petition for 2nd control Period as Annexure-I
186 | C10 E/s for Replacement of failed 2 Nos | NALGONDA | 29.01.2013 | 0.0105 | Submitted vide Distribution True-up petition for 2nd control Period as Annexure-I | Submitted vide Distribution True-up petition for 2nd control Period as Annexure-I
187 | C10 EnhancementDTR6X10KVAto100KVASS28Ch | NALGONDA | 27.12.2012 | 0.015911 | Submitted vide Distribution True-up petition for 2nd control Period as Annexure-I | Submitted vide Distribution True-up petition for 2nd control Period as Annexure-I
188 | C10 Ere.1No.100KVAAddl.DTR,SS-3,Kastala | NALGONDA | 08.10.2012 | 0.017914 | Submitted vide Distribution True-up petition for 2nd control Period as Annexure-I | Submitted vide Distribution True-up petition for 2nd control Period as Annexure-I
189 | C10 /s10Nos.40WSt.Lights,K.G.BaigudemH | NALGONDA | 18.01.2013 | 0.0067467 | Submitted vide Distribution True-up petition for 2nd control Period as Annexure-I | Submitted vide Distribution True-up petition for 2nd control Period as Annexure-I
190 | C10 E/s for Replacement of 140 Nos 3-Ph | NALGONDA | 28.03.2013 | 0.022558 | Submitted vide Distribution True-up petition for 2nd control Period as Annexure-I | Submitted vide Distribution True-up petition for 2nd control Period as Annexure-I
191 | C10 E/s for Replacement 01 No. Stuckup | NALGONDA | 28.03.2013 | 0.0012067 | Submitted vide Distribution True-up petition for 2nd control Period as Annexure-I | Submitted vide Distribution True-up petition for 2nd control Period as Annexure-I
192 | C10 E/s. 8nos40waddlstlight palaannaaar | NALGONDA | 02.07.2012 | 0.0037481 | Submitted vide Distribution True-up petition for 2nd control Period as Annexure-I | Submitted vide Distribution True-up petition for 2nd control Period as Annexure-I
193 | C10 E/s. 8nos40waddlstlight palaannaaar | NALGONDA | 02.07.2012 | 0.0037698 | Submitted vide Distribution True-up petition for 2nd control Period as Annexure-I | Submitted vide Distribution True-up petition for 2nd control Period as Annexure-I
194 | C10 E/S 100KVA Addl.DTRS-8- Mukundapura | NALGONDA | 12.01.2013 | 0.021355 | Submitted vide Distribution True-up petition for 2nd control Period as Annexure-I | Submitted vide Distribution True-up petition for 2nd control Period as Annexure-I
195 | C12 Adl.10HP I.D.load.,SCNo.468/III,Arj | NALGONDA | 11.01.2013 | -2.617e-06 | Submitted vide Distribution True-up petition for 2nd control Period as Annexure-I | Submitted vide Distribution True-up petition for 2nd control Period as Annexure-I
196 | C10 enhance. 25KVA to63 kva ss-09,Pole | NALGONDA | 08.01.2013 | 0.00017799 | Submitted vide Distribution True-up petition for 2nd control Period as Annexure-I | Submitted vide Distribution True-up petition for 2nd control Period as Annexure-I
197 | C10 EnhancementDTR63KVAto100KVASS30NSBa | NALGONDA | 10.07.2012 | 0.016887 | Submitted vide Distribution True-up petition for 2nd control Period as Annexure-I | Submitted vide Distribution True-up petition for 2nd control Period as Annexure-I
198 | C10 E/STO15NOS EACH40W ADDSLIGHTS REDDL | NALGONDA | 06.10.2012 | 0.0041788 | Submitted vide Distribution True-up petition for 2nd control Period as Annexure-I | Submitted vide Distribution True-up petition for 2nd control Period as Annexure-I
199 | C10 E/STO15NOS EACH40W ADDSLIGHTS REDDL | NALGONDA | 06.10.2012 | 0.0061837 | Submitted vide Distribution True-up petition for 2nd control Period as Annexure-I | Submitted vide Distribution True-up petition for 2nd control Period as Annexure-I
200 | C10 Estimate for 30 Nos. 3-Ph high qual | NALGONDA | 09.12.2012 | 0.0055465 | Submitted vide Distribution True-up petition for 2nd control Period as Annexure-I | Submitted vide Distribution True-up petition for 2nd control Period as Annexure-I
201 | C10 Providing of High Quality Energy me | NALGONDA | 12.01.2013 | 0.011631 | Submitted vide Distribution True-up petition for 2nd control Period as Annexure-I | Submitted vide Distribution True-up petition for 2nd control Period as Annexure-I
202 | C10 E/s. 12nos 40w addl st light palaan | NALGONDA | 12.01.2013 | 0.0055026 | Submitted vide Distribution True-up petition for 2nd control Period as Annexure-I | Submitted vide Distribution True-up petition for 2nd control Period as Annexure-I
203 | C10 E/s for Replacement of 2 Nos.Old me | NALGONDA | 29.01.2013 | 0.0019643 | Submitted vide Distribution True-up petition for 2nd control Period as Annexure-I | Submitted vide Distribution True-up petition for 2nd control Period as Annexure-I
204 | C10 E/s for Replacement of 150 Nos. Mec | NALGONDA | 27.10.2012 | 0.016246 | Submitted vide Distribution True-up petition for 2nd control Period as Annexure-I | Submitted vide Distribution True-up petition for 2nd control Period as Annexure-I
205 | C10 E/s for Replacement of 30 Nos. 3-Ph | NALGONDA | 27.10.2012 | 0.007448 | Submitted vide Distribution True-up petition for 2nd control Period as Annexure-I | Submitted vide Distribution True-up petition for 2nd control Period as Annexure-I
206 | C10 Replacement of 0.5classHT Trivec wi | NALGONDA | 01.01.2013 | 0.0026029 | Submitted vide Distribution True-up petition for 2nd control Period as Annexure-I | Submitted vide Distribution True-up petition for 2nd control Period as Annexure-I
207 | C10 EnhancementDTR6X10KVAto100KVASS25Ma | NALGONDA | 10.07.2012 | 0.018201 | Submitted vide Distribution True-up petition for 2nd control Period as Annexure-I | Submitted vide Distribution True-up petition for 2nd control Period as Annexure-I
208 | C10 EnhancementDTR3X15to100KVASS8Mustip | NALGONDA | 25.11.2012 | 0.017631 | Submitted vide Distribution True-up petition for 2nd control Period as Annexure-I | Submitted vide Distribution True-up petition for 2nd control Period as Annexure-I
209 | C10 Enhancement63KVAto100KVASS8Thaskani | NALGONDA | 14.12.2012 | 0.015666 | Submitted vide Distribution True-up petition for 2nd control Period as Annexure-I | Submitted vide Distribution True-up petition for 2nd control Period as Annexure-I
210 | C10 E/S100KVA Addl.DTRSS-7at Tellabally | NALGONDA | 06.01.2013 | 0.019327 | Submitted vide Distribution True-up petition for 2nd control Period as Annexure-I | Submitted vide Distribution True-up petition for 2nd control Period as Annexure-I
211 | C10 E/s10Nos.40WSt.Lights,Kattavarigude | NALGONDA | 11.07.2012 | 0.0077148 | Submitted vide Distribution True-up petition for 2nd control Period as Annexure-I | Submitted vide Distribution True-up petition for 2nd control Period as Annexure-I
212 | C10 E/s for replacement of 20 Nos. 3-Ph | NALGONDA | 16.07.2012 | 0.004063 | Submitted vide Distribution True-up petition for 2nd control Period as Annexure-I | Submitted vide Distribution True-up petition for 2nd control Period as Annexure-I
213 | C10 Erection1No100KVAAddlDTRSS8Turkagud | NALGONDA | 12.01.2013 | 0.016134 | Submitted vide Distribution True-up petition for 2nd control Period as Annexure-I | Submitted vide Distribution True-up petition for 2nd control Period as Annexure-I
214 | C10 EnhancementDTR63KVAto100KVASS24Indl | NALGONDA | 21.11.2012 | 0.0081095 | Submitted vide Distribution True-up petition for 2nd control Period as Annexure-I | Submitted vide Distribution True-up petition for 2nd control Period as Annexure-I
215 | C10 EnhanceDTR3X15to100KVASS2Komatikunt | NALGONDA | 04.10.2012 | 0.014776 | Submitted vide Distribution True-up petition for 2nd control Period as Annexure-I | Submitted vide Distribution True-up petition for 2nd control Period as Annexure-I
216 | C10 E/S100KVA Addl.DTRSS-3at Jagannadha | NALGONDA | 06.01.2013 | 0.0041828 | Submitted vide Distribution True-up petition for 2nd control Period as Annexure-I | Submitted vide Distribution True-up petition for 2nd control Period as Annexure-I
217 | C12 Estimate for Release of BPL Service | NALGONDA | 28.03.2013 | 0.0066921 | Submitted vide Distribution True-up petition for 2nd control Period as Annexure-I | Submitted vide Distribution True-up petition for 2nd control Period as Annexure-I
218 | C12 Estimate for Release of BPL Service | NALGONDA | 09.12.2012 | 0.0066921 | Submitted vide Distribution True-up petition for 2nd control Period as Annexure-I | Submitted vide Distribution True-up petition for 2nd control Period as Annexure-I
219 | C10 E/s to 30x40W st.light load at Pali | NALGONDA | 14.09.2012 | 0.014057 | Submitted vide Distribution True-up petition for 2nd control Period as Annexure-I | Submitted vide Distribution True-up petition for 2nd control Period as Annexure-I
220 | C10 18Nos.St.Lights load,Boddugudem,Kal | NALGONDA | 10.05.2012 | 0.0054658 | Submitted vide Distribution True-up petition for 2nd control Period as Annexure-I | Submitted vide Distribution True-up petition for 2nd control Period as Annexure-I
221 | C10 7Nos.St.Lights load,Narsimhagudm,Ka | NALGONDA | 10.05.2012 | 0.0027029 | Submitted vide Distribution True-up petition for 2nd control Period as Annexure-I | Submitted vide Distribution True-up petition for 2nd control Period as Annexure-I
222 | C10 Ere.1No.15KVAAddl.DTR,SS-10,Ch.Mada | NALGONDA | 22.11.2012 | 8.0617e-05 | Submitted vide Distribution True-up petition for 2nd control Period as Annexure-I | Submitted vide Distribution True-up petition for 2nd control Period as Annexure-I
223 | C10 Erection1X100KVASS70WardNo.20Raghav | NALGONDA | 25.12.2012 | 0.02651 | Submitted vide Distribution True-up petition for 2nd control Period as Annexure-I | Submitted vide Distribution True-up petition for 2nd control Period as Annexure-I
224 | C10 E/s for erection of 2 Nos. S-Ph 15K | NALGONDA | 05.01.2013 | 0.010026 | Submitted vide Distribution True-up petition for 2nd control Period as Annexure-I | Submitted vide Distribution True-up petition for 2nd control Period as Annexure-I
225 | C10 E/s for erection of 2 Nos. S-Ph 15K | NALGONDA | 05.01.2013 | 0.011939 | Submitted vide Distribution True-up petition for 2nd control Period as Annexure-I | Submitted vide Distribution True-up petition for 2nd control Period as Annexure-I
226 | C10 Ere.2Nos.25KVAAddl.DTR,SS-1,Vootlap | NALGONDA | 04.07.2012 | 0.019286 | Submitted vide Distribution True-up petition for 2nd control Period as Annexure-I | Submitted vide Distribution True-up petition for 2nd control Period as Annexure-I
227 | C14 E/sLTIIIBSriVenkateshwaraStoneCrush | NALGONDA | 22.03.2013 | 0.031801 | Submitted vide Distribution True-up petition for 2nd control Period as Annexure-I | Submitted vide Distribution True-up petition for 2nd control Period as Annexure-I
228 | C10 E/S100KVA DTR SS-02,Chakirala(V)Na | NALGONDA | 10.06.2012 | 0.0040206 | Submitted vide Distribution True-up petition for 2nd control Period as Annexure-I | Submitted vide Distribution True-up petition for 2nd control Period as Annexure-I
229 | C10 E/S for erection100KVA dtr ss-2, S. | NALGONDA | 06.01.2013 | 0.015962 | Submitted vide Distribution True-up petition for 2nd control Period as Annexure-I | Submitted vide Distribution True-up petition for 2nd control Period as Annexure-I
230 | C13 150KVACMDM/s.DivyaSriRiceIndustries | NALGONDA | 03.12.2012 | 0.0030503 | Submitted vide Distribution True-up petition for 2nd control Period as Annexure-I | Submitted vide Distribution True-up petition for 2nd control Period as Annexure-I
231 | C10 ERCTION OF 1NO.100kVA ADDL DTRS SS- | NALGONDA | 06.01.2013 | 0.017437 | Submitted vide Distribution True-up petition for 2nd control Period as Annexure-I | Submitted vide Distribution True-up petition for 2nd control Period as Annexure-I
232 | C14 E/s400KVACMD600HPSriSaiStoneCrusher | NALGONDA | 01.01.2013 | 0.050385 | Submitted vide Distribution True-up petition for 2nd control Period as Annexure-I | Submitted vide Distribution True-up petition for 2nd control Period as Annexure-I
233 | C10 Erection1No100KVAAddlDTRSS21Barakat | NALGONDA | 06.01.2013 | 0.018162 | Submitted vide Distribution True-up petition for 2nd control Period as Annexure-I | Submitted vide Distribution True-up petition for 2nd control Period as Annexure-I
234 | C10 9No.11KV400A'H'typeLineABswitches,N | NALGONDA | 07.06.2012 | 0.019259 | Submitted vide Distribution True-up petition for 2nd control Period as Annexure-I | Submitted vide Distribution True-up petition for 2nd control Period as Annexure-I
235 | C10 Ere.1No.25KVAAddl.DTR,SS-1. at Sara | NALGONDA | 07.06.2012 | 0.013442 | Submitted vide Distribution True-up petition for 2nd control Period as Annexure-I | Submitted vide Distribution True-up petition for 2nd control Period as Annexure-I
236 | C10 E/s for Erection of 2 Nos. 16KVA Ad | NALGONDA | 07.01.2013 | 0.012612 | Submitted vide Distribution True-up petition for 2nd control Period as Annexure-I | Submitted vide Distribution True-up petition for 2nd control Period as Annexure-I
237 | C14 E/s74HPIndl.LoadM/s.HemaRiceInd.VKP | NALGONDA | 30.08.2012 | 0.030858 | Submitted vide Distribution True-up petition for 2nd control Period as Annexure-I | Submitted vide Distribution True-up petition for 2nd control Period as Annexure-I
238 | C14 60HPLTIIIAIndlM/s.SagarIceFactorySh | NALGONDA | 06.06.2012 | 0.033396 | Submitted vide Distribution True-up petition for 2nd control Period as Annexure-I | Submitted vide Distribution True-up petition for 2nd control Period as Annexure-I
239 | C10 Erection1No100KVAAddlDTRSS2Karivira | NALGONDA | 10.06.2012 | 0.0048275 | Submitted vide Distribution True-up petition for 2nd control Period as Annexure-I | Submitted vide Distribution True-up petition for 2nd control Period as Annexure-I
240 | C14 1No HT-Supply for an addle to M/S.J | NALGONDA | 01.01.2013 | 0.004263 | Submitted vide Distribution True-up petition for 2nd control Period as Annexure-I | Submitted vide Distribution True-up petition for 2nd control Period as Annexure-I
241 | C14 400KVACMD,500HPGNMCotton&OilsP.Limi | NALGONDA | 11.01.2013 | 0.077724 | Submitted vide Distribution True-up petition for 2nd control Period as Annexure-I | Submitted vide Distribution True-up petition for 2nd control Period as Annexure-I
242 | C14 E/s450KVACMD1000HP+25KWLLCoastalPro | NALGONDA | 02.01.2013 | 0.1523 | Submitted vide Distribution True-up petition for 2nd control Period as Annexure-I | Submitted vide Distribution True-up petition for 2nd control Period as Annexure-I
243 | C10 Ere.1No.63KVAAddl.DTR,SS-2,Pochampa | NALGONDA | 07.06.2012 | 0.013444 | Submitted vide Distribution True-up petition for 2nd control Period as Annexure-I | Submitted vide Distribution True-up petition for 2nd control Period as Annexure-I
244 | C10 Ere.1No.25KVAAddl.DTR,SS-7,Pochampa | NALGONDA | 07.06.2012 | 0.012916 | Submitted vide Distribution True-up petition for 2nd control Period as Annexure-I | Submitted vide Distribution True-up petition for 2nd control Period as Annexure-I
245 | C10 Ere.1No.25KVAAddl.DTR,SS-7,Tenepall | NALGONDA | 07.06.2012 | 0.015377 | Submitted vide Distribution True-up petition for 2nd control Period as Annexure-I | Submitted vide Distribution True-up petition for 2nd control Period as Annexure-I
246 | C13 E/s for Replacement of 1 No. HT Tri | NALGONDA | 29.01.2013 | 0.0020226 | Submitted vide Distribution True-up petition for 2nd control Period as Annexure-I | Submitted vide Distribution True-up petition for 2nd control Period as Annexure-I
247 | C14 E/s to 1 No.25HP Industrial load to | NALGONDA | 27.10.2012 | 0.0056846 | Submitted vide Distribution True-up petition for 2nd control Period as Annexure-I | Submitted vide Distribution True-up petition for 2nd control Period as Annexure-I
248 | C14 15KWNDDishnetWirelessLtdNBGudem(V)K | NALGONDA | 19.10.2012 | 0.018579 | Submitted vide Distribution True-up petition for 2nd control Period as Annexure-I | Submitted vide Distribution True-up petition for 2nd control Period as Annexure-I
249 | C10 e/s to 63kva to100kva ss26koppole(V | NALGONDA | 21.11.2012 | 0.013579 | Submitted vide Distribution True-up petition for 2nd control Period as Annexure-I | Submitted vide Distribution True-up petition for 2nd control Period as Annexure-I
250 | C10 Reconductoring of LT line in SRPT T | NALGONDA | 02.01.2013 | 0.072541 | Submitted vide Distribution True-up petition for 2nd control Period as Annexure-I | Submitted vide Distribution True-up petition for 2nd control Period as Annexure-I
251 | C10 Errection 11kv line,lt lineDTR malk | NALGONDA | 07.06.2012 | 0.021437 | Submitted vide Distribution True-up petition for 2nd control Period as Annexure-I | Submitted vide Distribution True-up petition for 2nd control Period as Annexure-I
252 | C10 convertion of energy in AGL. HVDS | NALGONDA | 30.04.2012 | 7.8635 | Submitted vide Distribution True-up petition for 2nd control Period as Annexure-I | Submitted vide Distribution True-up petition for 2nd control Period as Annexure-I
253 | HVDS Revised estimate for 11KV Jalalpur. | NALGONDA | 31.12.2012 | 1.115 | Submitted vide Distribution True-up petition for 2nd control Period as Annexure-I | Submitted vide Distribution True-up petition for 2nd control Period as Annexure-I
254 | C10 ErectionCommission33/11KVSSThimmapur | NALGONDA | 31.12.2012 | 0.28416 | Submitted vide Distribution True-up petition for 2nd control Period as Annexure-I | Submitted vide Distribution True-up petition for 2nd control Period as Annexure-I
255 | C11 ConversionLTtoHTLine11KVCh.Ramaramf | NALGONDA | 04.07.2012 | 0.1656 | Submitted vide Distribution True-up petition for 2nd control Period as Annexure-I | Submitted vide Distribution True-up petition for 2nd control Period as Annexure-I
256 | C11 ConversionLTtoHTLine11KVCh.Ramaramf | NALGONDA | 04.07.2012 | 0.11522 | Submitted vide Distribution True-up petition for 2nd control Period as Annexure-I | Submitted vide Distribution True-up petition for 2nd control Period as Annexure-I
257 | C13 e/s to 10hp agl loadat thurkapally9 | NALGONDA | 08.06.2012 | 0.012516 | Submitted vide Distribution True-up petition for 2nd control Period as Annexure-I | Submitted vide Distribution True-up petition for 2nd control Period as Annexure-I
258 | C13 E/s1No.HTsupply90KVACMD100KWCLRobbi | NALGONDA | 01.01.2013 | 0.013324 | Submitted vide Distribution True-up petition for 2nd control Period as Annexure-I | Submitted vide Distribution True-up petition for 2nd control Period as Annexure-I
259 | C13 E/s16Nos.56HPJ.Lalu,Tunikinuthala(T | NALGONDA | 01.12.2012 | 0.030245 | Submitted vide Distribution True-up petition for 2nd control Period as Annexure-I | Submitted vide Distribution True-up petition for 2nd control Period as Annexure-I
260 | C13 E/s16Nos.58HPK.Shankar,Tunikinuthal | NALGONDA | 01.12.2012 | 0.029686 | Submitted vide Distribution True-up petition for 2nd control Period as Annexure-I | Submitted vide Distribution True-up petition for 2nd control Period as Annexure-I
261 | C13 5HPAGLto.P.Satyanarayana,Panagal,NL | NALGONDA | 27.06.2012 | 0.0011255 | Submitted vide Distribution True-up petition for 2nd control Period as Annexure-I | Submitted vide Distribution True-up petition for 2nd control Period as Annexure-I
262 | C13 Ener.71Nos.Sumpwells,Velmagudem(V)P | NALGONDA | 05.07.2012 | 0.83443 | Submitted vide Distribution True-up petition for 2nd control Period as Annexure-I | Submitted vide Distribution True-up petition for 2nd control Period as Annexure-I
263 | C13 Energization207SumpwellsGurrampode( | NALGONDA | 16.01.2013 | 1.7534 | Submitted vide Distribution True-up petition for 2nd control Period as Annexure-I | Submitted vide Distribution True-up petition for 2nd control Period as Annexure-I
264 | C13 E/s to Sri.P.Muthyalu and 1 No. oth | NALGONDA | 09.12.2012 | 0.0034436 | Submitted vide Distribution True-up petition for 2nd control Period as Annexure-I | Submitted vide Distribution True-up petition for 2nd control Period as Annexure-I
265 | C13 E/s for E/s to 1 No. 5HP Agl. load | NALGONDA | 09.12.2012 | 0.001179 | Submitted vide Distribution True-up petition for 2nd control Period as Annexure-I | Submitted vide Distribution True-up petition for 2nd control Period as Annexure-I
266 | C13 E/s for E/s to 1 No. 5HP Agl. load | NALGONDA | 09.12.2012 | 0.001179 | Submitted vide Distribution True-up petition for 2nd control Period as Annexure-I | Submitted vide Distribution True-up petition for 2nd control Period as Annexure-I
267 | C13 E/s for E/s to 1 No. 5HP Agl. load | NALGONDA | 09.12.2012 | 0.001179 | Submitted vide Distribution True-up petition for 2nd control Period as Annexure-I | Submitted vide Distribution True-up petition for 2nd control Period as Annexure-I
268 | C13 SriJ.Salaiah&7Nos.each5Hp40HPAnanth | NALGONDA | 22.11.2012 | 0.028589 | Submitted vide Distribution True-up petition for 2nd control Period as Annexure-I | Submitted vide Distribution True-up petition for 2nd control Period as Annexure-I
269 | C13 SriS.ChinaNarsimha&6Noeach5HP35HPNe | NALGONDA | 22.11.2012 | 0.020587 | Submitted vide Distribution True-up petition for 2nd control Period as Annexure-I | Submitted vide Distribution True-up petition for 2nd control Period as Annexure-I
270 | C13 SriK.Venkatreddy&7Nos.each5HP40HPBo | NALGONDA | 06.01.2013 | 0.020328 | Submitted vide Distribution True-up petition for 2nd control Period as Annexure-I | Submitted vide Distribution True-up petition for 2nd control Period as Annexure-I
271 | C13 SriY.Sathireddy&7Nos.each5HP40HPKhu | NALGONDA | 22.11.2012 | 0.026805 | Submitted vide Distribution True-up petition for 2nd control Period as Annexure-I | Submitted vide Distribution True-up petition for 2nd control Period as Annexure-I
272 | C13 SriR.Narsimha&8Nos.each5HP45HPGadda | NALGONDA | 30.03.2013 | 0.029044 | Submitted vide Distribution True-up petition for 2nd control Period as Annexure-I | Submitted vide Distribution True-up petition for 2nd control Period as Annexure-I
273 | C13 SriY.Ramreddy&7Nos.each5HP40HPKhudb | NALGONDA | 21.11.2012 | 0.028161 | Submitted vide Distribution True-up petition for 2nd control Period as Annexure-I | Submitted vide Distribution True-up petition for 2nd control Period as Annexure-I
274 | C13 SriCh.Giridhan&3Nos.each5HP20HPChep | NALGONDA | 07.12.2012 | 0.012039 | Submitted vide Distribution True-up petition for 2nd control Period as Annexure-I | Submitted vide Distribution True-up petition for 2nd control Period as Annexure-I
275 | C13 E/s to 1 No. 5HP Agl. load to Sri.P | NALGONDA | 09.12.2012 | 0.0014948 | Submitted vide Distribution True-up petition for 2nd control Period as Annexure-I | Submitted vide Distribution True-up petition for 2nd control Period as Annexure-I
276 | C13 E/s to 1 No. 5HP Agl. load to Sri.D | NALGONDA | 09.12.2012 | 0.0014545 | Submitted vide Distribution True-up petition for 2nd control Period as Annexure-I | Submitted vide Distribution True-up petition for 2nd control Period as Annexure-I
277 | C13 SriP.Papireddy&2Nos.each5HP15HPBoth | NALGONDA | 23.11.2012 | 0.010158 | Submitted vide Distribution True-up petition for 2nd control Period as Annexure-I | Submitted vide Distribution True-up petition for 2nd control Period as Annexure-I
278 | C13 SriK.Venugopalreddy&5Nos.each5HP30H | NALGONDA | 21.11.2012 | 0.021941 | Submitted vide Distribution True-up petition for 2nd control Period as Annexure-I | Submitted vide Distribution True-up petition for 2nd control Period as Annexure-I
279 | C13 100KVA200HPLaxniGanapathiRiceIndARG | NALGONDA | 10.01.2013 | 0.017389 | Submitted vide Distribution True-up petition for 2nd control Period as Annexure-I | Submitted vide Distribution True-up petition for 2nd control Period as Annexure-I
280 | C14 E/sHT750KVACMD1348HP+25KWCoastalPri | NALGONDA | 02.01.2013 | 0.22056 | Submitted vide Distribution True-up petition for 2nd control Period as Annexure-I | Submitted vide Distribution True-up petition for 2nd control Period as Annexure-I
281 | C14 70KVACMD65KWCLManojTheater,devarako | NALGONDA | 01.01.2013 | 0.0035994 | Submitted vide Distribution True-up petition for 2nd control Period as Annexure-I | Submitted vide Distribution True-up petition for 2nd control Period as Annexure-I
282 | C14 E/s12KWNDRelianceInfratelLtd.,ADPal | NALGONDA | 07.01.2013 | 0.023979 | Submitted vide Distribution True-up petition for 2nd control Period as Annexure-I | Submitted vide Distribution True-up petition for 2nd control Period as Annexure-I
283 | C13 E/s12KWNDloadRelianceCommunications | NALGONDA | 06.10.2012 | 0.0090002 | Submitted vide Distribution True-up petition for 2nd control Period as Annexure-I | Submitted vide Distribution True-up petition for 2nd control Period as Annexure-I
284 | C13 E/s12KWNDloadRelianceCommunications | NALGONDA | 06.10.2012 | 0.0048003 | Submitted vide Distribution True-up petition for 2nd control Period as Annexure-I | Submitted vide Distribution True-up petition for 2nd control Period as Annexure-I
285 | C13 e/sto 10kw nds load to indus, jp gu | NALGONDA | 02.07.2012 | 0.0030298 | Submitted vide Distribution True-up petition for 2nd control Period as Annexure-I | Submitted vide Distribution True-up petition for 2nd control Period as Annexure-I
286 | C13 2395KVACMDUttamKumarReddyLiftIrriga | NALGONDA | 31.01.2013 | 0.11144 | Submitted vide Distribution True-up petition for 2nd control Period as Annexure-I | Submitted vide Distribution True-up petition for 2nd control Period as Annexure-I
287 | C13 E/s to Sri.M.Narsimha Rao & SK.Maha | NALGONDA | 12.03.2013 | 0.00046083 | Submitted vide Distribution True-up petition for 2nd control Period as Annexure-I | Submitted vide Distribution True-up petition for 2nd control Period as Annexure-I
288 | C13 E/sto1no.5HPagl load S.Thanda (V)Mu | NALGONDA | 02.07.2012 | 0.0030339 | Submitted vide Distribution True-up petition for 2nd control Period as Annexure-I | Submitted vide Distribution True-up petition for 2nd control Period as Annexure-I
289 | C14 E/s350KVACMD514HPSrinivasa EdificeP | NALGONDA | 29.01.2013 | 0.0037728 | Submitted vide Distribution True-up petition for 2nd control Period as Annexure-I | Submitted vide Distribution True-up petition for 2nd control Period as Annexure-I
290 | C14 E/s55KWNDLoadDSriSaiEducationalSoci | NALGONDA | 12.10.2012 | 0.019442 | Submitted vide Distribution True-up petition for 2nd control Period as Annexure-I | Submitted vide Distribution True-up petition for 2nd control Period as Annexure-I
291 | C14 25KWNDSuryaCTScanCentreAzadnagarKod | NALGONDA | 17.03.2013 | 0.010177 | Submitted vide Distribution True-up petition for 2nd control Period as Annexure-I | Submitted vide Distribution True-up petition for 2nd control Period as Annexure-I
292 | Seperation Of 3 Nos.AGLs in BVellamla | NALGONDA | 08.06.2012 | 0.0022596 | Submitted vide Distribution True-up petition for 2nd control Period as Annexure-I | Submitted vide Distribution True-up petition for 2nd control Period as Annexure-I
293 | Erection100KVASS32Sirikonda(V)Mothey(M) | NALGONDA | 14.07.2012 | 0.010961 | Submitted vide Distribution True-up petition for 2nd control Period as Annexure-I | Submitted vide Distribution True-up petition for 2nd control Period as Annexure-I
294 | C13-K.Srinivas&3Nos.each5HP20HPYellapur | NALGONDA | 06.12.2012 | 0.016203 | Submitted vide Distribution True-up petition for 2nd control Period as Annexure-I | Submitted vide Distribution True-up petition for 2nd control Period as Annexure-I
295 | C13-Ch.Vijayabaskarreddy&7Noseach5HP20H | NALGONDA | 04.10.2012 | 0.028515 | Submitted vide Distribution True-up petition for 2nd control Period as Annexure-I | Submitted vide Distribution True-up petition for 2nd control Period as Annexure-I
296 | C13-SriV.Satishbabu&3Noseach5HP20HPYerr | NALGONDA | 16.08.2012 | 0.011017 | Submitted vide Distribution True-up petition for 2nd control Period as Annexure-I | Submitted vide Distribution True-up petition for 2nd control Period as Annexure-I
297 | C13-SriM.Venkatakrishnareddy&6Noseach5H | NALGONDA | 12.01.2013 | 0.025958 | Submitted vide Distribution True-up petition for 2nd control Period as Annexure-I | Submitted vide Distribution True-up petition for 2nd control Period as Annexure-I
298 | Estimate for E/s to 1 No 74 HP Indl Load | NALGONDA | 15.02.2013 | 0.023935 | Submitted vide Distribution True-up petition for 2nd control Period as Annexure-I | Submitted vide Distribution True-up petition for 2nd control Period as Annexure-I
299 | E/s. to HT-1Supply at Naryanpur Section | NALGONDA | 27.07.2012 | 0.047773 | Submitted vide Distribution True-up petition for 2nd control Period as Annexure-I | Submitted vide Distribution True-up petition for 2nd control Period as Annexure-I
300 | Erec. of 1 No. 100 KVA DTR at Chandur Se | NALGONDA | 19.10.2012 | 0.003486 | Submitted vide Distribution True-up petition for 2nd control Period as Annexure-I | Submitted vide Distribution True-up petition for 2nd control Period as Annexure-I
301 | C13 5KWAddl.NDLoadBSNLTelephoneExchange | NALGONDA | 17.01.2013 | 0.021902 | Submitted vide Distribution True-up petition for 2nd control Period as Annexure-I | Submitted vide Distribution True-up petition for 2nd control Period as Annexure-I
302 | C13 5KWAddl.NDLoadBSNLTelephoneExchange | NALGONDA | 19.03.2013 | 0.01388 | Submitted vide Distribution True-up petition for 2nd control Period as Annexure-I | Submitted vide Distribution True-up petition for 2nd control Period as Annexure-I
303 | C13 10HPLTPWSLoadCat-VIBEERWSDivi.IShiv | NALGONDA | 30.05.2012 | 0.09269 | Submitted vide Distribution True-up petition for 2nd control Period as Annexure-I | Submitted vide Distribution True-up petition for 2nd control Period as Annexure-I
304 | C13 E/s8HPRWSLoadDeputyEx.Eng.Chandur(M | NALGONDA | 14.12.2012 | 0.0086631 | Submitted vide Distribution True-up petition for 2nd control Period as Annexure-I | Submitted vide Distribution True-up petition for 2nd control Period as Annexure-I
305 | C13 E/s10KWNDLoadBharathiInfratelLtd.Ko | NALGONDA | 11.10.2012 | 0.011784 | Submitted vide Distribution True-up petition for 2nd control Period as Annexure-I | Submitted vide Distribution True-up petition for 2nd control Period as Annexure-I
306 | C14 E/s12KWNDRelianceCommunicationsChan | NALGONDA | 08.10.2012 | 0.017401 | Submitted vide Distribution True-up petition for 2nd control Period as Annexure-I | Submitted vide Distribution True-up petition for 2nd control Period as Annexure-I
307 | E/s.to Smt.V.Yashoda,W/o.Someshwar Rao & | NALGONDA | 05.06.2012 | 0.0161 | Submitted vide Distribution True-up petition for 2nd control Period as Annexure-I | Submitted vide Distribution True-up petition for 2nd control Period as Annexure-I
308 | C10-Const.of Controom Room at INdoor S | NALGONDA | 03.06.2012 | 0.30003 | Submitted vide Distribution True-up petition for 2nd control Period as Annexure-I | Submitted vide Distribution True-up petition for 2nd control Period as Annexure-I
309 | C10-Const.of C.Room at 33/11KVSS Y.Gutt | NALGONDA | 05.07.2012 | 0.046484 | Submitted vide Distribution True-up petition for 2nd control Period as Annexure-I | Submitted vide Distribution True-up petition for 2nd control Period as Annexure-I
310 | C10-e/s to re-conducting 11kvlinetownis | NALGONDA | 02.01.2013 | 0.031947 | Submitted vide Distribution True-up petition for 2nd control Period as Annexure-I | Submitted vide Distribution True-up petition for 2nd control Period as Annexure-I
311 | C10-e/s to re-conducting ltkvlinetownis | NALGONDA | 02.01.2013 | 0.037147 | Submitted vide Distribution True-up petition for 2nd control Period as Annexure-I | Submitted vide Distribution True-up petition for 2nd control Period as Annexure-I
312 | C10-e/s to re-conducting ltkvlinetownis | NALGONDA | 02.01.2013 | 0.036363 | Submitted vide Distribution True-up petition for 2nd control Period as Annexure-I | Submitted vide Distribution True-up petition for 2nd control Period as Annexure-I
313 | C10-e/s to re-conducting ltkvlinetownis | NALGONDA | 02.01.2013 | 0.042483 | Submitted vide Distribution True-up petition for 2nd control Period as Annexure-I | Submitted vide Distribution True-up petition for 2nd control Period as Annexure-I
314 | C10-e/s to re-conducting ltkvlinetownis | NALGONDA | 02.01.2013 | 0.038304 | Submitted vide Distribution True-up petition for 2nd control Period as Annexure-I | Submitted vide Distribution True-up petition for 2nd control Period as Annexure-I
315 | C10-e/s to re-conducting ltkvlinetownis | NALGONDA | 02.01.2013 | 0.031568 | Submitted vide Distribution True-up petition for 2nd control Period as Annexure-I | Submitted vide Distribution True-up petition for 2nd control Period as Annexure-I
316 | C10-e/s to re-conducting ltkvlinetownis | NALGONDA | 02.01.2013 | 0.041491 | Submitted vide Distribution True-up petition for 2nd control Period as Annexure-I | Submitted vide Distribution True-up petition for 2nd control Period as Annexure-I
317 | C10-e/s to re-conducting ltkvlinetownis | NALGONDA | 02.01.2013 | 0.03077 | Submitted vide Distribution True-up petition for 2nd control Period as Annexure-I | Submitted vide Distribution True-up petition for 2nd control Period as Annexure-I
318 | C10-e/s to re-conducting ltkvlinetownis | NALGONDA | 02.01.2013 | 0.020777 | Submitted vide Distribution True-up petition for 2nd control Period as Annexure-I | Submitted vide Distribution True-up petition for 2nd control Period as Annexure-I
319 | C10-e/s to re-conducting ltkvlinetownis | NALGONDA | 02.01.2013 | 0.038843 | Submitted vide Distribution True-up petition for 2nd control Period as Annexure-I | Submitted vide Distribution True-up petition for 2nd control Period as Annexure-I
320 | C10-Er. new 11KV line in BGR town under | NALGONDA | 25.12.2012 | 0.058864 | Submitted vide Distribution True-up petition for 2nd control Period as Annexure-I | Submitted vide Distribution True-up petition for 2nd control Period as Annexure-I
321 | C10-Er. new LT-3PH line in BGR town APD | NALGONDA | 25.12.2012 | 0.058812 | Submitted vide Distribution True-up petition for 2nd control Period as Annexure-I | Submitted vide Distribution True-up petition for 2nd control Period as Annexure-I
322 | C10-e/s to re-conducting ltkvlinetownis | NALGONDA | 02.01.2013 | 0.0052629 | Submitted vide Distribution True-up petition for 2nd control Period as Annexure-I | Submitted vide Distribution True-up petition for 2nd control Period as Annexure-I
323 | C10-E/s of 15no intermeate pole onat va | NALGONDA | 08.01.2013 | -1.0438e-05 | Submitted vide Distribution True-up petition for 2nd control Period as Annexure-I | Submitted vide Distribution True-up petition for 2nd control Period as Annexure-I
324 | C13-E/sSriShaikJaheraBegum&9Nos.30HPN.B | NALGONDA | 07.06.2012 | 0.024303 | Submitted vide Distribution True-up petition for 2nd control Period as Annexure-I | Submitted vide Distribution True-up petition for 2nd control Period as Annexure-I
325 | 10KWNDSubDivisonBSNL Sirikonda Mothey | NALGONDA | 15.07.2012 | 0.030339 | Submitted vide Distribution True-up petition for 2nd control Period as Annexure-I | Submitted vide Distribution True-up petition for 2nd control Period as Annexure-I
326 | 10KWNDSubDivisonBSNL UrlugondaMothey\ | NALGONDA | 14.07.2012 | 0.017761 | Submitted vide Distribution True-up petition for 2nd control Period as Annexure-I | Submitted vide Distribution True-up petition for 2nd control Period as Annexure-I
327 | 7.5HPRWSLoadSPGPMadhavaramMunagalaM | NALGONDA | 29.01.2013 | 0.0094104 | Submitted vide Distribution True-up petition for 2nd control Period as Annexure-I | Submitted vide Distribution True-up petition for 2nd control Period as Annexure-I
328 | EsS.Kasna5HPAglatThimmapuramTripuraram | NALGONDA | 15.10.2012 | 0.014715 | Submitted vide Distribution True-up petition for 2nd control Period as Annexure-I | Submitted vide Distribution True-up petition for 2nd control Period as Annexure-I
329 | E/s. to 40 HP CPWS Load at Gurrampode | NALGONDA | 02.01.2013 | 0.013544 | Submitted vide Distribution True-up petition for 2nd control Period as Annexure-I | Submitted vide Distribution True-up petition for 2nd control Period as Annexure-I
330 | E/s.to 1 No. 2 KW S-Ph ND at G.Podu | NALGONDA | 21.01.2013 | 0.005272 | Submitted vide Distribution True-up petition for 2nd control Period as Annexure-I | Submitted vide Distribution True-up petition for 2nd control Period as Annexure-I
331 | E/s. to 10 KW ND Load at G.Podu Sectio | NALGONDA | 23.01.2013 | 0.016976 | Submitted vide Distribution True-up petition for 2nd control Period as Annexure-I | Submitted vide Distribution True-up petition for 2nd control Period as Annexure-I
332 | 74HP Indl. Load A.K.REddy Stone Crusher | NALGONDA | 15.02.2013 | 0.019797 | Submitted vide Distribution True-up petition for 2nd control Period as Annexure-I | Submitted vide Distribution True-up petition for 2nd control Period as Annexure-I
333 | C13-2KWNDSriK.VenkateswarRaoMemorialEdu | NALGONDA | 08.01.2013 | 0.0039891 | Submitted vide Distribution True-up petition for 2nd control Period as Annexure-I | Submitted vide Distribution True-up petition for 2nd control Period as Annexure-I
334 | E/s to Sri.R.Bodiya & 6 Nos. others each | NALGONDA | 15.11.2012 | 0.026935 | Submitted vide Distribution True-up petition for 2nd control Period as Annexure-I | Submitted vide Distribution True-up petition for 2nd control Period as Annexure-I
335 | Est. for erection of 1X100KVA addl. DTR | NALGONDA | 30.06.2012 | 0.015804 | Submitted vide Distribution True-up petition for 2nd control Period as Annexure-I | Submitted vide Distribution True-up petition for 2nd control Period as Annexure-I
336 | Estimate is for erection of 1No 16KVA Ad | NALGONDA | 12.01.2013 | 0.0061501 | Submitted vide Distribution True-up petition for 2nd control Period as Annexure-I | Submitted vide Distribution True-up petition for 2nd control Period as Annexure-I
337 | Erection2X15KVASS1BakkaiahgudemNCherla | NALGONDA | 16.03.2013 | -3.101e-06 | Submitted vide Distribution True-up petition for 2nd control Period as Annexure-I | Submitted vide Distribution True-up petition for 2nd control Period as Annexure-I
338 | C14 130Nos.S-Ph.1KWDomesticloadsSriBrun | NALGONDA | 04.06.2012 | 0.042262 | Submitted vide Distribution True-up petition for 2nd control Period as Annexure-I | Submitted vide Distribution True-up petition for 2nd control Period as Annexure-I
339 | C13-Addl.5000KVAexisting1250KVACkoramand | NALGONDA | 20.04.2012 | 0.0061256 | Submitted vide Distribution True-up petition for 2nd control Period as Annexure-I | Submitted vide Distribution True-up petition for 2nd control Period as Annexure-I
340 | Estimate for Conversion of existing LT-3 | NALGONDA | 16.11.2012 | 0.0040179 | Submitted vide Distribution True-up petition for 2nd control Period as Annexure-I | Submitted vide Distribution True-up petition for 2nd control Period as Annexure-I
341 | Extension of supply to erection of 1 No | NALGONDA | 16.03.2013 | 0.0071093 | Submitted vide Distribution True-up petition for 2nd control Period as Annexure-I | Submitted vide Distribution True-up petition for 2nd control Period as Annexure-I
342 | Est. for erection of 1X100KVA addl. DTR. | NALGONDA | 20.03.2013 | 0.020859 | Submitted vide Distribution True-up petition for 2nd control Period as Annexure-I | Submitted vide Distribution True-up petition for 2nd control Period as Annexure-I
343 | Est. for erection of 1X100KVA addl. DTR | NALGONDA | 12.01.2013 | 0.022315 | Submitted vide Distribution True-up petition for 2nd control Period as Annexure-I | Submitted vide Distribution True-up petition for 2nd control Period as Annexure-I
344 | 1X100KVA Addl DTR SS-X at Ganapavaram in | NALGONDA | 17.03.2013 | 0.021667 | Submitted vide Distribution True-up petition for 2nd control Period as Annexure-I | Submitted vide Distribution True-up petition for 2nd control Period as Annexure-I
345 | Estimate is for erection of 1 NO. 100KVA | NALGONDA | 01.02.2013 | 0.019169 | Submitted vide Distribution True-up petition for 2nd control Period as Annexure-I | Submitted vide Distribution True-up petition for 2nd control Period as Annexure-I
346 | 1X100KVA addlDTRSS- 3 atS.R Puram,Munaga | NALGONDA | 29.01.2013 | 0.018823 | Submitted vide Distribution True-up petition for 2nd control Period as Annexure-I | Submitted vide Distribution True-up petition for 2nd control Period as Annexure-I
347 | E/S. to 2No. each 5 HP AGL load at TPT | NALGONDA | 04.12.2012 | 0.0029909 | Submitted vide Distribution True-up petition for 2nd control Period as Annexure-I | Submitted vide Distribution True-up petition for 2nd control Period as Annexure-I
348 | Estimate is for Enhancement of existing | NALGONDA | 11.06.2012 | 0.013546 | Submitted vide Distribution True-up petition for 2nd control Period as Annexure-I | Submitted vide Distribution True-up petition for 2nd control Period as Annexure-I
349 | Estimate is for Enhancement of existing | NALGONDA | 11.06.2012 | 0.013546 | Submitted vide Distribution True-up petition for 2nd control Period as Annexure-I | Submitted vide Distribution True-up petition for 2nd control Period as Annexure-I
350 | 1X100KVA Addl.DTR SS16JRGUDEM THIPPART | NALGONDA | 08.06.2012 | 0.010927 | Submitted vide Distribution True-up petition for 2nd control Period as Annexure-I | Submitted vide Distribution True-up petition for 2nd control Period as Annexure-I
351 | Erec. of 1 No. 100 KVA Addl. DTR at TPT | NALGONDA | 28.06.2012 | 0.02578 | Submitted vide Distribution True-up petition for 2nd control Period as Annexure-I | Submitted vide Distribution True-up petition for 2nd control Period as Annexure-I
352 | Extension of supply to Sri V.Venkanna an | NALGONDA | 06.07.2012 | 0.012091 | Submitted vide Distribution True-up petition for 2nd control Period as Annexure-I | Submitted vide Distribution True-up petition for 2nd control Period as Annexure-I
353 | Estimate for E/s to Sri Theppali Saidulu | NALGONDA | 22.11.2012 | 0.013519 | Submitted vide Distribution True-up petition for 2nd control Period as Annexure-I | Submitted vide Distribution True-up petition for 2nd control Period as Annexure-I
354 | Re-Orian of DTR Under SS-4 in NLG T-2 | NALGONDA | 26.07.2012 | 0.0023294 | Submitted vide Distribution True-up petition for 2nd control Period as Annexure-I | Submitted vide Distribution True-up petition for 2nd control Period as Annexure-I
355 | Re-Orian of DTR Under SS-133 in NLG T-2 | NALGONDA | 08.06.2012 | 0.0083566 | Submitted vide Distribution True-up petition for 2nd control Period as Annexure-I | Submitted vide Distribution True-up petition for 2nd control Period as Annexure-I
356 | Erec. of 1No. 100 KVA DTR at NLG-2 Secti | NALGONDA | 29.08.2012 | 0.0028615 | Submitted vide Distribution True-up petition for 2nd control Period as Annexure-I | Submitted vide Distribution True-up petition for 2nd control Period as Annexure-I
357 | Est. for erection of 1 X 100KVA addl. DT | NALGONDA | 06.10.2012 | 0.017394 | Submitted vide Distribution True-up petition for 2nd control Period as Annexure-I | Submitted vide Distribution True-up petition for 2nd control Period as Annexure-I
358 | E/s to Sri.J.Venkateshwar Rao & 6 Nos. o | NALGONDA | 15.11.2012 | 0.023369 | Submitted vide Distribution True-up petition for 2nd control Period as Annexure-I | Submitted vide Distribution True-up petition for 2nd control Period as Annexure-I
359 | E/sK.Muthaiah5HPagl.T.R.gudem chandur | NALGONDA | 11.10.2012 | 0.027287 | Submitted vide Distribution True-up petition for 2nd control Period as Annexure-I | Submitted vide Distribution True-up petition for 2nd control Period as Annexure-I
360 | Estimate for providing of 02 Nos HT mete | NALGONDA | 03.11.2012 | 0.031592 | Submitted vide Distribution True-up petition for 2nd control Period as Annexure-I | Submitted vide Distribution True-up petition for 2nd control Period as Annexure-I
361 | S.Saireddy&3Nos20HPAmanaboleNKP(M) | NALGONDA | 06.06.2012 | 0.0065623 | Submitted vide Distribution True-up petition for 2nd control Period as Annexure-I | Submitted vide Distribution True-up petition for 2nd control Period as Annexure-I
362 | Erec. of 1 No. 15 KVA DTR SS-43 at MNGD | NALGONDA | 09.01.2013 | 0.0094667 | Submitted vide Distribution True-up petition for 2nd control Period as Annexure-I | Submitted vide Distribution True-up petition for 2nd control Period as Annexure-I
363 | E/s for erection of 2 Nos. 25KVA Addl.DT | NALGONDA | 09.08.2012 | 0.02088 | Submitted vide Distribution True-up petition for 2nd control Period as Annexure-I | Submitted vide Distribution True-up petition for 2nd control Period as Annexure-I
364 | Estimate for erection of 1 No S-ph 15 KV | NALGONDA | 11.06.2012 | 0.0063775 | Submitted vide Distribution True-up petition for 2nd control Period as Annexure-I | Submitted vide Distribution True-up petition for 2nd control Period as Annexure-I
365 | Extension of supply for 93 Nos BPL Servi | NALGONDA | 30.01.2013 | 0.0062238 | Submitted vide Distribution True-up petition for 2nd control Period as Annexure-I | Submitted vide Distribution True-up petition for 2nd control Period as Annexure-I
366 | Estimate for erection of 1 No 25 KVA Add | NALGONDA | 04.09.2012 | 0.013342 | Submitted vide Distribution True-up petition for 2nd control Period as Annexure-I | Submitted vide Distribution True-up petition for 2nd control Period as Annexure-I
367 | Estimate for erection of 1 No. 100KVA Ad | NALGONDA | 15.12.2012 | 0.0056099 | Submitted vide Distribution True-up petition for 2nd control Period as Annexure-I | Submitted vide Distribution True-up petition for 2nd control Period as Annexure-I
368 | E/s to Smt.Varikala.Saidamma | NALGONDA | 12.01.2013 | 0.0099495 | Submitted vide Distribution True-up petition for 2nd control Period as Annexure-I | Submitted vide Distribution True-up petition for 2nd control Period as Annexure-I
369 | Els to Sri.K.Thirmala Rao and 5 Nos othe | NALGONDA | 17.03.2013 | 0.026835 | Submitted vide Distribution True-up petition for 2nd control Period as Annexure-I | Submitted vide Distribution True-up petition for 2nd control Period as Annexure-I
370 | E/s.1No.63KVADTRatSS-2,Thammadapaly V | NALGONDA | 09.01.2013 | 0.0025671 | Submitted vide Distribution True-up petition for 2nd control Period as Annexure-I | Submitted vide Distribution True-up petition for 2nd control Period as Annexure-I
371 | Erection100KVAAddl.DTRSS4KothagudemMothe | NALGONDA | 11.06.2012 | 0.017441 | Submitted vide Distribution True-up petition for 2nd control Period as Annexure-I | Submitted vide Distribution True-up petition for 2nd control Period as Annexure-I
372 | Estimate for E/s of 1 No 10 KW Non Dome | NALGONDA | 15.02.2013 | 0.021939 | Submitted vide Distribution True-up petition for 2nd control Period as Annexure-I | Submitted vide Distribution True-up petition for 2nd control Period as Annexure-I
373 | Estimate for E/s of 1 No 10 KW Non Dom | NALGONDA | 17.03.2013 | 0.022145 | Submitted vide Distribution True-up petition for 2nd control Period as Annexure-I | Submitted vide Distribution True-up petition for 2nd control Period as Annexure-I
374 | E/s to Sri.G.Koteshwar Rao S/o Adinaraya | NALGONDA | 26.11.2012 | 0.009875 | Submitted vide Distribution True-up petition for 2nd control Period as Annexure-I | Submitted vide Distribution True-up petition for 2nd control Period as Annexure-I
375 | E/s1x100KVASS-133,DaksinapuriColonyNLGT2 | NALGONDA | 08.06.2012 | 0.026149 | Submitted vide Distribution True-up petition for 2nd control Period as Annexure-I | Submitted vide Distribution True-up petition for 2nd control Period as Annexure-I
376 | E/s.1x100KVASS-149,ThirumalnagarNLGT2 | NALGONDA | 25.08.2012 | 0.027729 | Submitted vide Distribution True-up petition for 2nd control Period as Annexure-I | Submitted vide Distribution True-up petition for 2nd control Period as Annexure-I
377 | E/s.1x100DTRSS-42,SrinagarColonyNLGT-2 | NALGONDA | 08.06.2012 | 0.026541 | Submitted vide Distribution True-up petition for 2nd control Period as Annexure-I | Submitted vide Distribution True-up petition for 2nd control Period as Annexure-I
378 | E/s1x100KVASS-44,Hanumannagar,NLGT-2 | NALGONDA | 08.06.2012 | 0.024703 | Submitted vide Distribution True-up petition for 2nd control Period as Annexure-I | Submitted vide Distribution True-up petition for 2nd control Period as Annexure-I
379 | Revised Estimate for erection of 3.57 K | NALGONDA | 29.06.2012 | 0.1102 | Submitted vide Distribution True-up petition for 2nd control Period as Annexure-I | Submitted vide Distribution True-up petition for 2nd control Period as Annexure-I
380 | Revised Estimate for E/S to 1No. 10KW N/ | NALGONDA | 11.01.2013 | 0.020231 | Submitted vide Distribution True-up petition for 2nd control Period as Annexure-I | Submitted vide Distribution True-up petition for 2nd control Period as Annexure-I
381 | 5HPRWSSPGPP Palavaram(V)Nadigudem | NALGONDA | 10.03.2013 | 0.010587 | Submitted vide Distribution True-up petition for 2nd control Period as Annexure-I | Submitted vide Distribution True-up petition for 2nd control Period as Annexure-I
382 | Erctn of 2X25KVA DTRs SS-5 Tellabally,Na | NALGONDA | 12.01.2013 | 0.022416 | Submitted vide Distribution True-up petition for 2nd control Period as Annexure-I | Submitted vide Distribution True-up petition for 2nd control Period as Annexure-I
383 | 13Nos.40WSt.LightsChanupally(V)Nadigudem | NALGONDA | 10.03.2013 | 0.0054805 | Submitted vide Distribution True-up petition for 2nd control Period as Annexure-I | Submitted vide Distribution True-up petition for 2nd control Period as Annexure-I
384 | 13Nos.40WSt.LightsVoilasingaramNadigudem | NALGONDA | 09.03.2013 | 0.005079 | Submitted vide Distribution True-up petition for 2nd control Period as Annexure-I | Submitted vide Distribution True-up petition for 2nd control Period as Annexure-I
385 | 13Nos40WSt.LightsYashwanthapuram | NALGONDA | 10.03.2013 | 0.005079 | Submitted vide Distribution True-up petition for 2nd control Period as Annexure-I | Submitted vide Distribution True-up petition for 2nd control Period as Annexure-I
386 | 13Nos.40WSt.LightsTripuraram(V)Nadigudem | NALGONDA | 10.03.2013 | 0.005269 | Submitted vide Distribution True-up petition for 2nd control Period as Annexure-I | Submitted vide Distribution True-up petition for 2nd control Period as Annexure-I
387 | E/s 4Noagls to Gujja Ellaiah othrMunagal | NALGONDA | 17.03.2013 | 0.01827 | Submitted vide Distribution True-up petition for 2nd control Period as Annexure-I | Submitted vide Distribution True-up petition for 2nd control Period as Annexure-I
388 | 3NoaglLads Badeti Chandraih(15HP)Nadigud | NALGONDA | 10.03.2013 | 0.0093561 | Submitted vide Distribution True-up petition for 2nd control Period as Annexure-I | Submitted vide Distribution True-up petition for 2nd control Period as Annexure-I
389 | E/s to 3No agls G.Lingaraju Nadigudem | NALGONDA | 17.03.2013 | 0.0093527 | Submitted vide Distribution True-up petition for 2nd control Period as Annexure-I | Submitted vide Distribution True-up petition for 2nd control Period as Annexure-I
390 | 3NoaglLads PasupuletiVekanna(15HP) Sirip | NALGONDA | 10.03.2013 | 0.012168 | Submitted vide Distribution True-up petition for 2nd control Period as Annexure-I | Submitted vide Distribution True-up petition for 2nd control Period as Annexure-I
391 | KorruBujji&3NosThunikinuthalaV,STCIWELLL | NALGONDA | 07.07.2012 | 0.025956 | Submitted vide Distribution True-up petition for 2nd control Period as Annexure-I | Submitted vide Distribution True-up petition for 2nd control Period as Annexure-I
392 | P.Mangtha&2Nos5HP15HPThunikinuthalaSTCI | NALGONDA | 10.05.2012 | 0.025291 | Submitted vide Distribution True-up petition for 2nd control Period as Annexure-I | Submitted vide Distribution True-up petition for 2nd control Period as Annexure-I
393 | J.Ravi&2Noseach5HP15HPThunikinuthalaSTCI | NALGONDA | 07.07.2012 | 0.02481 | Submitted vide Distribution True-up petition for 2nd control Period as Annexure-I | Submitted vide Distribution True-up petition for 2nd control Period as Annexure-I
394 | K.Hanma&2Noeach5HP15HPThunikinuthalaSTCI | NALGONDA | 06.07.2012 | 0.025004 | Submitted vide Distribution True-up petition for 2nd control Period as Annexure-I | Submitted vide Distribution True-up petition for 2nd control Period as Annexure-I
395 | K.Poora&2Noeach5HP15HPThunikinuthalaSTCI | NALGONDA | 07.07.2012 | 0.024593 | Submitted vide Distribution True-up petition for 2nd control Period as Annexure-I | Submitted vide Distribution True-up petition for 2nd control Period as Annexure-I
396 | K.Kela&2Noseach5HP15HPThunikinuthalaSTCI | NALGONDA | 07.07.2012 | 0.027742 | Submitted vide Distribution True-up petition for 2nd control Period as Annexure-I | Submitted vide Distribution True-up petition for 2nd control Period as Annexure-I
397 | R.Rupla&2Noeach5HP15HPThunikinuthalaSTCI | NALGONDA | 11.07.2012 | 0.025698 | Submitted vide Distribution True-up petition for 2nd control Period as Annexure-I | Submitted vide Distribution True-up petition for 2nd control Period as Annexure-I
398 | K.Somla&2Noseach5HP15HPThunikinthalaSTCI | NALGONDA | 06.07.2012 | 0.025063 | Submitted vide Distribution True-up petition for 2nd control Period as Annexure-I | Submitted vide Distribution True-up petition for 2nd control Period as Annexure-I
399 | R.Kotya&2Noeach5HP15HPThunikinuthalaSTCI | NALGONDA | 07.07.2012 | 0.023988 | Submitted vide Distribution True-up petition for 2nd control Period as Annexure-I | Submitted vide Distribution True-up petition for 2nd control Period as Annexure-I
400 | K.Papa&2Noseach5HP15HPThunikinuthalaSTCI | NALGONDA | 06.07.2012 | 0.027441 | Submitted vide Distribution True-up petition for 2nd control Period as Annexure-I | Submitted vide Distribution True-up petition for 2nd control Period as Annexure-I
401 | K.Sevya&1Noeach5HP10HPThunikinuthalaSTCI | NALGONDA | 11.07.2012 | 0.021877 | Submitted vide Distribution True-up petition for 2nd control Period as Annexure-I | Submitted vide Distribution True-up petition for 2nd control Period as Annexure-I
402 | E/s to Smt.M.Sharada & 3Nos. others each | NALGONDA | 15.11.2012 | 0.012164 | Submitted vide Distribution True-up petition for 2nd control Period as Annexure-I | Submitted vide Distribution True-up petition for 2nd control Period as Annexure-I
403 | Estimate for E/s to Sri.M.Narsimha Reddy | NALGONDA | 15.11.2012 | 0.024204 | Submitted vide Distribution True-up petition for 2nd control Period as Annexure-I | Submitted vide Distribution True-up petition for 2nd control Period as Annexure-I
404 | Estimate for E/s to Smt Chamala Shashika | NALGONDA | 11.07.2012 | 0.012477 | Submitted vide Distribution True-up petition for 2nd control Period as Annexure-I | Submitted vide Distribution True-up petition for 2nd control Period as Annexure-I
405 | ESTIMATE FOR Ext. Supply to Chennaboina | NALGONDA | 06.07.2012 | 0.012785 | Submitted vide Distribution True-up petition for 2nd control Period as Annexure-I | Submitted vide Distribution True-up petition for 2nd control Period as Annexure-I
406 | Estimate for Extension of supply to Sri | NALGONDA | 27.01.2013 | 0.0231 | Submitted vide Distribution True-up petition for 2nd control Period as Annexure-I | Submitted vide Distribution True-up petition for 2nd control Period as Annexure-I
407 | Estimate for Extension of supply to Sri | NALGONDA | 09.06.2012 | 0.015419 | Submitted vide Distribution True-up petition for 2nd control Period as Annexure-I | Submitted vide Distribution True-up petition for 2nd control Period as Annexure-I
408 | Estimate to E/s to Sri Bandla Kushalaiah | NALGONDA | 12.01.2013 | 0.028799 | Submitted vide Distribution True-up petition for 2nd control Period as Annexure-I | Submitted vide Distribution True-up petition for 2nd control Period as Annexure-I
409 | E/s to Sri.Mendu Pullaiah S/o Somaiah <( | NALGONDA | 09.02.2013 | 0.037399 | Submitted vide Distribution True-up petition for 2nd control Period as Annexure-I | Submitted vide Distribution True-up petition for 2nd control Period as Annexure-I
410 | E/s to Sri.Mattipally Mallaiah S/o Linga | NALGONDA | 09.02.2013 | 0.037126 | Submitted vide Distribution True-up petition for 2nd control Period as Annexure-I | Submitted vide Distribution True-up petition for 2nd control Period as Annexure-I
411 | E/s to Sri.Tekulapally Lingaiah S/o Buch | NALGONDA | 09.02.2013 | 0.032213 | Submitted vide Distribution True-up petition for 2nd control Period as Annexure-I | Submitted vide Distribution True-up petition for 2nd control Period as Annexure-I
412 | E/s to Sri.Gonneboina Venkataiah S/o Bor | NALGONDA | 09.02.2013 | 0.036076 | Submitted vide Distribution True-up petition for 2nd control Period as Annexure-I | Submitted vide Distribution True-up petition for 2nd control Period as Annexure-I
413 | 100KVA Addl.DTR SS.6 at Nermata(V)Cndr(M | NALGONDA | 08.10.2012 | 0.0041101 | Submitted vide Distribution True-up petition for 2nd control Period as Annexure-I | Submitted vide Distribution True-up petition for 2nd control Period as Annexure-I
414 | Estimate for Erection of 4Nos 15KVA Addl | NALGONDA | 11.06.2012 | 0.012733 | Submitted vide Distribution True-up petition for 2nd control Period as Annexure-I | Submitted vide Distribution True-up petition for 2nd control Period as Annexure-I
415 | E/s to Sri.Ramavath Lalu Naik S/o Devula | NALGONDA | 05.12.2012 | 0.022601 | Submitted vide Distribution True-up petition for 2nd control Period as Annexure-I | Submitted vide Distribution True-up petition for 2nd control Period as Annexure-I
416 | E/s. to 50 KW Non-Domestic Load in NLG-1 | NALGONDA | 05.06.2012 | 0.020198 | Submitted vide Distribution True-up petition for 2nd control Period as Annexure-I | Submitted vide Distribution True-up petition for 2nd control Period as Annexure-I
417 | Erec.1x100KVA Addl.DTr SS-4 KB Pally | NALGONDA | 09.12.2012 | 0.0066237 | Submitted vide Distribution True-up petition for 2nd control Period as Annexure-I | Submitted vide Distribution True-up petition for 2nd control Period as Annexure-I
418 | Erec.1x100KVA Addl.DTr SS-3 Gazinagar | NALGONDA | 12.12.2012 | 0.0072745 | Submitted vide Distribution True-up petition for 2nd control Period as Annexure-I | Submitted vide Distribution True-up petition for 2nd control Period as Annexure-I
419 | Erection of 1No 100KVA Addtl DTR under S | NALGONDA | 08.06.2012 | 0.021009 | Submitted vide Distribution True-up petition for 2nd control Period as Annexure-I | Submitted vide Distribution True-up petition for 2nd control Period as Annexure-I
420 | Revised Estimate for erection of 1.2KM I | NALGONDA | 07.07.2012 | 0.020271 | Submitted vide Distribution True-up petition for 2nd control Period as Annexure-I | Submitted vide Distribution True-up petition for 2nd control Period as Annexure-I
421 | 1X100KVADTR SS-Nagaiah Gudem ,mothey | NALGONDA | 12.10.2012 | 0.020208 | Submitted vide Distribution True-up petition for 2nd control Period as Annexure-I | Submitted vide Distribution True-up petition for 2nd control Period as Annexure-I
422 | Ere. of 1 No. 25 KVA at Rasool in NLG R | NALGONDA | 09.07.2012 | 0.01261 | Submitted vide Distribution True-up petition for 2nd control Period as Annexure-I | Submitted vide Distribution True-up petition for 2nd control Period as Annexure-I
423 | PR OF 1 NO HT METERING RING FENCING ( Pr | NALGONDA | 13.07.2012 | 0.019615 | Submitted vide Distribution True-up petition for 2nd control Period as Annexure-I | Submitted vide Distribution True-up petition for 2nd control Period as Annexure-I
424 | PR OF 2 NO.S HT METERING RING FENCING ( | NALGONDA | 03.09.2012 | 0.036924 | Submitted vide Distribution True-up petition for 2nd control Period as Annexure-I | Submitted vide Distribution True-up petition for 2nd control Period as Annexure-I
425 | Re-Orian of DTR 1 No. 63 KVA DTR at NLGR | NALGONDA | 21.09.2012 | 0.01578 | Submitted vide Distribution True-up petition for 2nd control Period as Annexure-I | Submitted vide Distribution True-up petition for 2nd control Period as Annexure-I
426 | Erec. of 1 No. 100 KVAAddl. DTR CDR Sec | NALGONDA | 09.10.2012 | 0.0027533 | Submitted vide Distribution True-up petition for 2nd control Period as Annexure-I | Submitted vide Distribution True-up petition for 2nd control Period as Annexure-I
427 | Enh.63to100kvaSS-2atBhelyanaikThandaVinM | NALGONDA | 27.10.2012 | 0.013787 | Submitted vide Distribution True-up petition for 2nd control Period as Annexure-I | Submitted vide Distribution True-up petition for 2nd control Period as Annexure-I
428 | Estimate for Enhancement of existing DTR | NALGONDA | 02.03.2013 | 0.014758 | Submitted vide Distribution True-up petition for 2nd control Period as Annexure-I | Submitted vide Distribution True-up petition for 2nd control Period as Annexure-I
429 | 1X100KVAAddl.DTR,SS-8,Kalakova(V),Mungal | NALGONDA | 11.01.2013 | 0.0043877 | Submitted vide Distribution True-up petition for 2nd control Period as Annexure-I | Submitted vide Distribution True-up petition for 2nd control Period as Annexure-I
430 | Boddugudem SS-05 | NALGONDA | 30.06.2012 | 0.078047 | Submitted vide Distribution True-up petition for 2nd control Period as Annexure-I | Submitted vide Distribution True-up petition for 2nd control Period as Annexure-I
431 | Er . of 1.70 KM 11KVLine at Dondapadu(V) | NALGONDA | 19.12.2012 | 0.046205 | Submitted vide Distribution True-up petition for 2nd control Period as Annexure-I | Submitted vide Distribution True-up petition for 2nd control Period as Annexure-I
432 | 100KVA AddlDTR SS-11,S.RPuram,Repala,M | NALGONDA | 12.01.2013 | 0.007447 | Submitted vide Distribution True-up petition for 2nd control Period as Annexure-I | Submitted vide Distribution True-up petition for 2nd control Period as Annexure-I
433 | Erec.of 2x15KVA DTRs at Dindi (M) | NALGONDA | 30.12.2012 | 0.010803 | Submitted vide Distribution True-up petition for 2nd control Period as Annexure-I | Submitted vide Distribution True-up petition for 2nd control Period as Annexure-I
434 | Erec.of 2x15KVA DTRs at Dindi (M) | NALGONDA | 30.12.2012 | 0.010831 | Submitted vide Distribution True-up petition for 2nd control Period as Annexure-I | Submitted vide Distribution True-up petition for 2nd control Period as Annexure-I
435 | Erec.of 2x15KVA DTRs at Dindi (M) | NALGONDA | 30.12.2012 | 0.010094 | Submitted vide Distribution True-up petition for 2nd control Period as Annexure-I | Submitted vide Distribution True-up petition for 2nd control Period as Annexure-I
436 | Erec.of 4x15KVA DTRs at Dindi (M) | NALGONDA | 30.12.2012 | 0.010031 | Submitted vide Distribution True-up petition for 2nd control Period as Annexure-I | Submitted vide Distribution True-up petition for 2nd control Period as Annexure-I
437 | Revised estimate for E/s to Addl 10 KW | NALGONDA | 01.08.2012 | 0.010952 | Submitted vide Distribution True-up petition for 2nd control Period as Annexure-I | Submitted vide Distribution True-up petition for 2nd control Period as Annexure-I
438 | Fixing of Meters to BPL Service at Motey | NALGONDA | 06.05.2012 | 0.012172 | Submitted vide Distribution True-up petition for 2nd control Period as Annexure-I | Submitted vide Distribution True-up petition for 2nd control Period as Annexure-I
439 | Fixing of Meters to BPL Service at Munag | NALGONDA | 10.06.2012 | 0.034536 | Submitted vide Distribution True-up petition for 2nd control Period as Annexure-I | Submitted vide Distribution True-up petition for 2nd control Period as Annexure-I
440 | Release of BPL services in Nlg Rurl Sect | NALGONDA | 04.03.2013 | 0.033576 | Submitted vide Distribution True-up petition for 2nd control Period as Annexure-I | Submitted vide Distribution True-up petition for 2nd control Period as Annexure-I
441 | Erec.of 44 8M PSCC Poles at Dindi (M). | NALGONDA | 30.12.2012 | 0.0099098 | Submitted vide Distribution True-up petition for 2nd control Period as Annexure-I | Submitted vide Distribution True-up petition for 2nd control Period as Annexure-I
442 | Erec.of 46 8M PSCC Poles at Dindi (M) | NALGONDA | 30.12.2012 | 0.0098746 | Submitted vide Distribution True-up petition for 2nd control Period as Annexure-I | Submitted vide Distribution True-up petition for 2nd control Period as Annexure-I
443 | Erec.of 41 8M PSCC Poles at Dindi (M). | NALGONDA | 30.12.2012 | 0.010465 | Submitted vide Distribution True-up petition for 2nd control Period as Annexure-I | Submitted vide Distribution True-up petition for 2nd control Period as Annexure-I
444 | Fixing of Meter on SMC Board with access | NALGONDA | 20.06.2012 | 0.025576 | Submitted vide Distribution True-up petition for 2nd control Period as Annexure-I | Submitted vide Distribution True-up petition for 2nd control Period as Annexure-I
445 | Estimate for fixing of meters on SMC boa | NALGONDA | 17.04.2012 | 0.037516 | Submitted vide Distribution True-up petition for 2nd control Period as Annexure-I | Submitted vide Distribution True-up petition for 2nd control Period as Annexure-I
446 | Estimate for fixing of meter on SMC Boar | NALGONDA | 07.06.2012 | 0.036747 | Submitted vide Distribution True-up petition for 2nd control Period as Annexure-I | Submitted vide Distribution True-up petition for 2nd control Period as Annexure-I
447 | Estimate for fixing of meter on SMC boar | NALGONDA | 02.07.2012 | 0.035078 | Submitted vide Distribution True-up petition for 2nd control Period as Annexure-I | Submitted vide Distribution True-up petition for 2nd control Period as Annexure-I
448 | E/s to Release of 200Nos BPl Service at | NALGONDA | 06.06.2012 | 0.037686 | Submitted vide Distribution True-up petition for 2nd control Period as Annexure-I | Submitted vide Distribution True-up petition for 2nd control Period as Annexure-I
449 | Releas. of 200 Nos. BPL Service at G.Pod | NALGONDA | 15.01.2013 | 0.031967 | Submitted vide Distribution True-up petition for 2nd control Period as Annexure-I | Submitted vide Distribution True-up petition for 2nd control Period as Annexure-I
450 | Enha. of 3x10KVA to 3x15KVA at Nampally | NALGONDA | 25.11.2012 | 0.0075924 | Submitted vide Distribution True-up petition for 2nd control Period as Annexure-I | Submitted vide Distribution True-up petition for 2nd control Period as Annexure-I
451 | Estimate for E/s to Sri.Kadiyala.Satyana | NALGONDA | 10.06.2012 | 0.0024861 | Submitted vide Distribution True-up petition for 2nd control Period as Annexure-I | Submitted vide Distribution True-up petition for 2nd control Period as Annexure-I
452 | E/s. to 15 HP AGL load at SS-4 in NLG-2 | NALGONDA | 23.05.2012 | 0.01163 | Submitted vide Distribution True-up petition for 2nd control Period as Annexure-I | Submitted vide Distribution True-up petition for 2nd control Period as Annexure-I
453 | Releas. of 200 Nos. BPL Services at CDR | NALGONDA | 11.10.2012 | 0.038983 | Submitted vide Distribution True-up petition for 2nd control Period as Annexure-I | Submitted vide Distribution True-up petition for 2nd control Period as Annexure-I
454 | Releas. of 200 Nos. BPL Services at MNGD | NALGONDA | 24.05.2012 | 0.043629 | Submitted vide Distribution True-up petition for 2nd control Period as Annexure-I | Submitted vide Distribution True-up petition for 2nd control Period as Annexure-I
455 | Estimate for Labour charges for 1 No. 25 | NALGONDA | 21.01.2013 | 0.0083162 | Submitted vide Distribution True-up petition for 2nd control Period as Annexure-I | Submitted vide Distribution True-up petition for 2nd control Period as Annexure-I
456 | Estimate for 14Nos. 40W each Addl.St.Lig | NALGONDA | 05.12.2012 | 0.0094279 | Submitted vide Distribution True-up petition for 2nd control Period as Annexure-I | Submitted vide Distribution True-up petition for 2nd control Period as Annexure-I
457 | Estimate for E/s to 1 No HT-1 supply a | NALGONDA | 09.03.2013 | 0.015674 | Submitted vide Distribution True-up petition for 2nd control Period as Annexure-I | Submitted vide Distribution True-up petition for 2nd control Period as Annexure-I
458 | Revised estimate for E/s to 1 No.5HP PWS | NALGONDA | 28.03.2013 | 0.0022627 | Submitted vide Distribution True-up petition for 2nd control Period as Annexure-I | Submitted vide Distribution True-up petition for 2nd control Period as Annexure-I
459 | 1X100KVA addlDTR SS-8, Namavaram,Mothy | NALGONDA | 15.07.2012 | 0.019525 | Submitted vide Distribution True-up petition for 2nd control Period as Annexure-I | Submitted vide Distribution True-up petition for 2nd control Period as Annexure-I
460 | E/s 1No 10KW M/s INDUS,Mamillagud,Mothey | NALGONDA | 29.10.2012 | 0.0097521 | Submitted vide Distribution True-up petition for 2nd control Period as Annexure-I | Submitted vide Distribution True-up petition for 2nd control Period as Annexure-I
461 | E/S to 200 Nos. Release of BPL Services | NALGONDA | 09.05.2012 | 0.040452 | Submitted vide Distribution True-up petition for 2nd control Period as Annexure-I | Submitted vide Distribution True-up petition for 2nd control Period as Annexure-I
462 | Estimate for erection of 1 No S-ph 15 KV | NALGONDA | 11.06.2012 | 0.0036265 | Submitted vide Distribution True-up petition for 2nd control Period as Annexure-I | Submitted vide Distribution True-up petition for 2nd control Period as Annexure-I
463 | Estimate for erection of 1 No S-ph 15 KV | NALGONDA | 11.06.2012 | 0.0059573 | Submitted vide Distribution True-up petition for 2nd control Period as Annexure-I | Submitted vide Distribution True-up petition for 2nd control Period as Annexure-I
464 | Estimate for erection of 1 No S-ph 15 KV | NALGONDA | 11.06.2012 | 0.0035482 | Submitted vide Distribution True-up petition for 2nd control Period as Annexure-I | Submitted vide Distribution True-up petition for 2nd control Period as Annexure-I
465 | Estimate for erection of 1 No S-ph 15 KV | NALGONDA | 11.06.2012 | 0.0038065 | Submitted vide Distribution True-up petition for 2nd control Period as Annexure-I | Submitted vide Distribution True-up petition for 2nd control Period as Annexure-I
466 | Estimate for erection of 1 No S-ph 15 KV | NALGONDA | 11.06.2012 | 0.0042199 | Submitted vide Distribution True-up petition for 2nd control Period as Annexure-I | Submitted vide Distribution True-up petition for 2nd control Period as Annexure-I
467 | Estimate for erection of 2 No S-ph 15 KV | NALGONDA | 11.06.2012 | 0.009484 | Submitted vide Distribution True-up petition for 2nd control Period as Annexure-I | Submitted vide Distribution True-up petition for 2nd control Period as Annexure-I
468 | Revised estimate for E/s to 1 No. 22 KW | NALGONDA | 05.09.2012 | 0.017341 | Submitted vide Distribution True-up petition for 2nd control Period as Annexure-I | Submitted vide Distribution True-up petition for 2nd control Period as Annexure-I
469 | Erection of 3 No's 15 KVA Addl.DTR under | NALGONDA | 12.01.2013 | 0.014955 | Submitted vide Distribution True-up petition for 2nd control Period as Annexure-I | Submitted vide Distribution True-up petition for 2nd control Period as Annexure-I
470 | Erection of 2 No's 15 KVA Addl.DTR under | NALGONDA | 01.07.2012 | 0.0081618 | Submitted vide Distribution True-up petition for 2nd control Period as Annexure-I | Submitted vide Distribution True-up petition for 2nd control Period as Annexure-I
471 | Fixing of meters on SMC Board with acces | NALGONDA | 13.11.2012 | 0.039873 | Submitted vide Distribution True-up petition for 2nd control Period as Annexure-I | Submitted vide Distribution True-up petition for 2nd control Period as Annexure-I
472 | Fixing of meter on SMC Board with access | NALGONDA | 28.03.2013 | 0.025608 | Submitted vide Distribution True-up petition for 2nd control Period as Annexure-I | Submitted vide Distribution True-up petition for 2nd control Period as Annexure-I
473 | E/s to 10KWNonDom.Load To M/s.Indus Towe | NALGONDA | 25.11.2012 | 0.0062884 | Submitted vide Distribution True-up petition for 2nd control Period as Annexure-I | Submitted vide Distribution True-up petition for 2nd control Period as Annexure-I
474 | E/S100kva addl & line to 3-ph5w/L SS-43 | NALGONDA | 28.03.2013 | 0.032141 | Submitted vide Distribution True-up petition for 2nd control Period as Annexure-I | Submitted vide Distribution True-up petition for 2nd control Period as Annexure-I
475 | HT540KVACMDSriVenkataSaiRiceIndustry | NALGONDA | 27.07.2012 | 0.0039443 | Submitted vide Distribution True-up petition for 2nd control Period as Annexure-I | Submitted vide Distribution True-up petition for 2nd control Period as Annexure-I
476 | Erection of 1.6 Km 33 KV Inter Linking L | NALGONDA | 30.11.2012 | 0.058513 | Submitted vide Distribution True-up petition for 2nd control Period as Annexure-I | Submitted vide Distribution True-up petition for 2nd control Period as Annexure-I
477 | E/s to M/s.Venkateshwara Indl.III(A) in | NALGONDA | 19.06.2012 | 0.042577 | Submitted vide Distribution True-up petition for 2nd control Period as Annexure-I | Submitted vide Distribution True-up petition for 2nd control Period as Annexure-I
478 | Erec. of 1 Km Inter. Line in NLG T-2 Sec | NALGONDA | 29.08.2012 | 0.041376 | Submitted vide Distribution True-up petition for 2nd control Period as Annexure-I | Submitted vide Distribution True-up petition for 2nd control Period as Annexure-I
479 | Erec. of 1 No.100 KVA DTR at NLG T-2 Sec | NALGONDA | 26.06.2012 | 0.030019 | Submitted vide Distribution True-up petition for 2nd control Period as Annexure-I | Submitted vide Distribution True-up petition for 2nd control Period as Annexure-I
480 | Estimate for E/s to 15 KW (30 poles x 2 | NALGONDA | 16.07.2012 | 0.0064675 | Submitted vide Distribution True-up petition for 2nd control Period as Annexure-I | Submitted vide Distribution True-up petition for 2nd control Period as Annexure-I
481 | K. Samelu & K.JayammaB.KGudemINDIRAPRABH | NALGONDA | 24.01.2013 | 0.019724 | Submitted vide Distribution True-up petition for 2nd control Period as Annexure-I | Submitted vide Distribution True-up petition for 2nd control Period as Annexure-I
482 | J.Peddulu & N. Hussain B.KGudemINDIRAPR | NALGONDA | 11.01.2013 | 0.024082 | Submitted vide Distribution True-up petition for 2nd control Period as Annexure-I | Submitted vide Distribution True-up petition for 2nd control Period as Annexure-I
483 | Ch.Gopaiah,Bhadraih INDIRAPRABHA | NALGONDA | 11.01.2013 | 0.015446 | Submitted vide Distribution True-up petition for 2nd control Period as Annexure-I | Submitted vide Distribution True-up petition for 2nd control Period as Annexure-I
484 | 1No 5HP K. Roopla INDIRAPRABHA, B.K Gude | NALGONDA | 11.01.2013 | 0.018072 | Submitted vide Distribution True-up petition for 2nd control Period as Annexure-I | Submitted vide Distribution True-up petition for 2nd control Period as Annexure-I
485 | E/s to Erection of 1No.63KVA Addl.DTR un | NALGONDA | 08.06.2012 | 0.010127 | Submitted vide Distribution True-up petition for 2nd control Period as Annexure-I | Submitted vide Distribution True-up petition for 2nd control Period as Annexure-I
486 | E/s to Errection of 1No.100KVA Addl.DTR | NALGONDA | 08.06.2012 | 0.0080078 | Submitted vide Distribution True-up petition for 2nd control Period as Annexure-I | Submitted vide Distribution True-up petition for 2nd control Period as Annexure-I
487 | Creation from custom Screen | NALGONDA | 12.01.2013 | 0.006428 | Submitted vide Distribution True-up petition for 2nd control Period as Annexure-I | Submitted vide Distribution True-up petition for 2nd control Period as Annexure-I
488 | E/s to 13Nos 40 W each Addl Street Light | NALGONDA | 12.01.2013 | 0.0062484 | Submitted vide Distribution True-up petition for 2nd control Period as Annexure-I | Submitted vide Distribution True-up petition for 2nd control Period as Annexure-I
489 | Erection of 1 No 63KVA Addl.DTR under SS | NALGONDA | 18.03.2013 | 0.014355 | Submitted vide Distribution True-up petition for 2nd control Period as Annexure-I | Submitted vide Distribution True-up petition for 2nd control Period as Annexure-I
490 | Estimate for E/s to 1 NO 49 HP Indl load | NALGONDA | 01.08.2012 | 0.027268 | Submitted vide Distribution True-up petition for 2nd control Period as Annexure-I | Submitted vide Distribution True-up petition for 2nd control Period as Annexure-I
491 | Estimate for shifting of 300 Nos S-ph En | NALGONDA | 16.03.2013 | 0.008745 | Submitted vide Distribution True-up petition for 2nd control Period as Annexure-I | Submitted vide Distribution True-up petition for 2nd control Period as Annexure-I
492 | E/s. to Sri.B.S.Ram&7NosOtheatYeeragiTPT | NALGONDA | 17.01.2013 | 0.034722 | Submitted vide Distribution True-up petition for 2nd control Period as Annexure-I | Submitted vide Distribution True-up petition for 2nd control Period as Annexure-I
493 | Estimate for conversion LT S-Ph 3 wire l | NALGONDA | 12.12.2012 | 0.0030397 | Submitted vide Distribution True-up petition for 2nd control Period as Annexure-I | Submitted vide Distribution True-up petition for 2nd control Period as Annexure-I
494 | Estimate for conversio of LT S-Ph 3 wire | NALGONDA | 29.10.2012 | 0.002863 | Submitted vide Distribution True-up petition for 2nd control Period as Annexure-I | Submitted vide Distribution True-up petition for 2nd control Period as Annexure-I
495 | Rem.EsttiforEre.of1.6KM33KVInt.LineatTPT | NALGONDA | 22.11.2012 | 0.018089 | Submitted vide Distribution True-up petition for 2nd control Period as Annexure-I | Submitted vide Distribution True-up petition for 2nd control Period as Annexure-I
496 | Fixing of Meters to BPL Service at Motey | NALGONDA | 06.05.2012 | 0.01534 | Submitted vide Distribution True-up petition for 2nd control Period as Annexure-I | Submitted vide Distribution True-up petition for 2nd control Period as Annexure-I
497 | Estimate for erection of 3 Nos 15 KVA Ad | NALGONDA | 01.07.2012 | 0.011856 | Submitted vide Distribution True-up petition for 2nd control Period as Annexure-I | Submitted vide Distribution True-up petition for 2nd control Period as Annexure-I
498 | Estimate for erection of 2 Nos 15 KVA Ad | NALGONDA | 30.06.2012 | 0.0090113 | Submitted vide Distribution True-up petition for 2nd control Period as Annexure-I | Submitted vide Distribution True-up petition for 2nd control Period as Annexure-I
499 | Singarajupally ss, dindi section | NALGONDA | 30.12.2012 | 0.06021 | Submitted vide Distribution True-up petition for 2nd control Period as Annexure-I | Submitted vide Distribution True-up petition for 2nd control Period as Annexure-I
500 | Erection1X15KVAAddl.DTRatNemmani(V)NKP(M | NALGONDA | 08.06.2012 | 0.001793 | Submitted vide Distribution True-up petition for 2nd control Period as Annexure-I | Submitted vide Distribution True-up petition for 2nd control Period as Annexure-I
501 | Estimate for erection of 1 No 100 KVA Ad | NALGONDA | 05.01.2013 | 0.015418 | Submitted vide Distribution True-up petition for 2nd control Period as Annexure-I | Submitted vide Distribution True-up petition for 2nd control Period as Annexure-I
502 | Providing H.Q.meters at out side the pre | NALGONDA | 25.06.2012 | 0.004542 | Submitted vide Distribution True-up petition for 2nd control Period as Annexure-I | Submitted vide Distribution True-up petition for 2nd control Period as Annexure-I
503 | 1-Ph15KVA DTR,VSingrm,NadgudPRJTM | NALGONDA | 12.01.2013 | 0.0027398 | Submitted vide Distribution True-up petition for 2nd control Period as Annexure-I | Submitted vide Distribution True-up petition for 2nd control Period as Annexure-I
504 | Estimate for erection of 1 No. S-Ph 15KV | NALGONDA | 16.11.2012 | 0.0045817 | Submitted vide Distribution True-up petition for 2nd control Period as Annexure-I | Submitted vide Distribution True-up petition for 2nd control Period as Annexure-I
505 | Estimate for erection of 1 No. 63KVA Add | NALGONDA | 06.12.2012 | 0.0045377 | Submitted vide Distribution True-up petition for 2nd control Period as Annexure-I | Submitted vide Distribution True-up petition for 2nd control Period as Annexure-I
506 | Ere.of1No.63KVAatSS-4atPullemlainCDR | NALGONDA | 19.10.2012 | 0.0087549 | Submitted vide Distribution True-up petition for 2nd control Period as Annexure-I | Submitted vide Distribution True-up petition for 2nd control Period as Annexure-I
507 | rangi setti ramaiah | NALGONDA | 31.01.2013 | 0.011596 | Submitted vide Distribution True-up petition for 2nd control Period as Annexure-I | Submitted vide Distribution True-up petition for 2nd control Period as Annexure-I
508 | E/s KinneraBabu & 2No othersat E.K peta, | NALGONDA | 18.03.2013 | 0.010282 | Submitted vide Distribution True-up petition for 2nd control Period as Annexure-I | Submitted vide Distribution True-up petition for 2nd control Period as Annexure-I
509 | E/s Lavudya Veeranna&5No othrs,E.K peta | NALGONDA | 18.03.2013 | 0.022225 | Submitted vide Distribution True-up petition for 2nd control Period as Annexure-I | Submitted vide Distribution True-up petition for 2nd control Period as Annexure-I
510 | E/s Suragani Venknna2NoOtherat Siripuram | NALGONDA | 10.03.2013 | 0.012339 | Submitted vide Distribution True-up petition for 2nd control Period as Annexure-I | Submitted vide Distribution True-up petition for 2nd control Period as Annexure-I
511 | 3No aglsSriK. Ramreddyandohers,Tripu | NALGONDA | 18.03.2013 | 0.0090102 | Submitted vide Distribution True-up petition for 2nd control Period as Annexure-I | Submitted vide Distribution True-up petition for 2nd control Period as Annexure-I
512 | 4No agls Butkuri Nirmala&3NootherRatnava | NALGONDA | 10.03.2013 | 0.012442 | Submitted vide Distribution True-up petition for 2nd control Period as Annexure-I | Submitted vide Distribution True-up petition for 2nd control Period as Annexure-I
513 | Estimate for Errection of 8 Nos Intermed | NALGONDA | 08.06.2012 | 0.0033933 | Submitted vide Distribution True-up petition for 2nd control Period as Annexure-I | Submitted vide Distribution True-up petition for 2nd control Period as Annexure-I
514 | Estimate for erection of 8 Nos intermedi | NALGONDA | 08.06.2012 | 0.0034026 | Submitted vide Distribution True-up petition for 2nd control Period as Annexure-I | Submitted vide Distribution True-up petition for 2nd control Period as Annexure-I
515 | Estimate for Erection of 5 Nos Intermedi | NALGONDA | 08.06.2012 | 0.0028127 | Submitted vide Distribution True-up petition for 2nd control Period as Annexure-I | Submitted vide Distribution True-up petition for 2nd control Period as Annexure-I
516 | E/s to Sri M.Sankar Rao & 7 Nos. each 5 | NALGONDA | 17.07.2012 | 0.027175 | Submitted vide Distribution True-up petition for 2nd control Period as Annexure-I | Submitted vide Distribution True-up petition for 2nd control Period as Annexure-I
517 | Estim Ere of 2x15KVA at gundeboinagudem | NALGONDA | 16.03.2013 | 0.0086554 | Submitted vide Distribution True-up petition for 2nd control Period as Annexure-I | Submitted vide Distribution True-up petition for 2nd control Period as Annexure-I
518 | Fixing of meterstoBPL,servicesinNadigude | NALGONDA | 09.03.2013 | 0.0021885 | Submitted vide Distribution True-up petition for 2nd control Period as Annexure-I | Submitted vide Distribution True-up petition for 2nd control Period as Annexure-I
519 | Fixing of meterstoBPL,servicesinNadigude | NALGONDA | 09.03.2013 | 0.0021885 | Submitted vide Distribution True-up petition for 2nd control Period as Annexure-I | Submitted vide Distribution True-up petition for 2nd control Period as Annexure-I
520 | FixingBoards65NoBPL(RGGVY)servicesMungl | NALGONDA | 10.06.2012 | 0.009507 | Submitted vide Distribution True-up petition for 2nd control Period as Annexure-I | Submitted vide Distribution True-up petition for 2nd control Period as Annexure-I
521 | 1-pH15KVADTRsSirikondaKothgudmPRJPTHM | NALGONDA | 03.10.2012 | 0.017004 | Submitted vide Distribution True-up petition for 2nd control Period as Annexure-I | Submitted vide Distribution True-up petition for 2nd control Period as Annexure-I
522 | 1No 5HPagl N. Jogaiah Kothgudm,Indirapra | NALGONDA | 14.07.2012 | 0.0018934 | Submitted vide Distribution True-up petition for 2nd control Period as Annexure-I | Submitted vide Distribution True-up petition for 2nd control Period as Annexure-I
523 | FixingBoards65NoBPL(RGGVY)servicesMothey | NALGONDA | 15.07.2012 | 0.0021834 | Submitted vide Distribution True-up petition for 2nd control Period as Annexure-I | Submitted vide Distribution True-up petition for 2nd control Period as Annexure-I
524 | FixingBoards65NoBPL(RGGVY)servicesMothey | NALGONDA | 15.07.2012 | 0.0094834 | Submitted vide Distribution True-up petition for 2nd control Period as Annexure-I | Submitted vide Distribution True-up petition for 2nd control Period as Annexure-I
525 | Fixing of meterstoBPL,servicesinMunagala | NALGONDA | 10.06.2012 | 0.0095269 | Submitted vide Distribution True-up petition for 2nd control Period as Annexure-I | Submitted vide Distribution True-up petition for 2nd control Period as Annexure-I
526 | Fixing of meters to BPLservices inMothy | NALGONDA | 15.07.2012 | 0.0094979 | Submitted vide Distribution True-up petition for 2nd control Period as Annexure-I | Submitted vide Distribution True-up petition for 2nd control Period as Annexure-I
527 | Est Re-Orientation DTRs ss-1at Gundlapad | NALGONDA | 16.03.2013 | 0.0059603 | Submitted vide Distribution True-up petition for 2nd control Period as Annexure-I | Submitted vide Distribution True-up petition for 2nd control Period as Annexure-I
528 | Estimat Re-ori of SS-1 at Chervuthanda | NALGONDA | 06.07.2012 | 0.0080262 | Submitted vide Distribution True-up petition for 2nd control Period as Annexure-I | Submitted vide Distribution True-up petition for 2nd control Period as Annexure-I
529 | E/s to Sri.R.Mangatha & 6 Nos. others ea | NALGONDA | 15.11.2012 | 0.021463 | Submitted vide Distribution True-up petition for 2nd control Period as Annexure-I | Submitted vide Distribution True-up petition for 2nd control Period as Annexure-I
530 | E/s to Sri.R.Mothilal & 5Nos. others eac | NALGONDA | 15.11.2012 | 0.018794 | Submitted vide Distribution True-up petition for 2nd control Period as Annexure-I | Submitted vide Distribution True-up petition for 2nd control Period as Annexure-I
531 | E/s to Sri.R.Lachiram & 5 Nos. others ea | NALGONDA | 16.11.2012 | 0.018528 | Submitted vide Distribution True-up petition for 2nd control Period as Annexure-I | Submitted vide Distribution True-up petition for 2nd control Period as Annexure-I
532 | Fixing of meterstoBPL,servicesinNadigude | NALGONDA | 09.03.2013 | 0.0021834 | Submitted vide Distribution True-up petition for 2nd control Period as Annexure-I | Submitted vide Distribution True-up petition for 2nd control Period as Annexure-I
533 | Erection of 1 No. S-Ph 15 KVA Addl. DTR. | NALGONDA | 08.06.2012 | 0.0046963 | Submitted vide Distribution True-up petition for 2nd control Period as Annexure-I | Submitted vide Distribution True-up petition for 2nd control Period as Annexure-I
534 | Estimate for erection of 1 No. 100KVA Ad | NALGONDA | 28.03.2013 | 0.0055512 | Submitted vide Distribution True-up petition for 2nd control Period as Annexure-I | Submitted vide Distribution True-up petition for 2nd control Period as Annexure-I
535 | Estt.Ere.18Nos.Inter.PolesatMarriguda Se | NALGONDA | 08.06.2012 | 0.0026429 | Submitted vide Distribution True-up petition for 2nd control Period as Annexure-I | Submitted vide Distribution True-up petition for 2nd control Period as Annexure-I
536 | Replacement of direct meters with ct met | NALGONDA | 06.10.2012 | 0.0061379 | Submitted vide Distribution True-up petition for 2nd control Period as Annexure-I | Submitted vide Distribution True-up petition for 2nd control Period as Annexure-I
537 | Replacement of direct meters with ct met | NALGONDA | 06.06.2012 | 0.0039449 | Submitted vide Distribution True-up petition for 2nd control Period as Annexure-I | Submitted vide Distribution True-up petition for 2nd control Period as Annexure-I
538 | Estimate for Replacement of direct meter | NALGONDA | 27.10.2012 | 0.0017493 | Submitted vide Distribution True-up petition for 2nd control Period as Annexure-I | Submitted vide Distribution True-up petition for 2nd control Period as Annexure-I
539 | Estimate for e/s to Sri. R. Edukondalu s | NALGONDA | 22.01.2013 | 0.030289 | Submitted vide Distribution True-up petition for 2nd control Period as Annexure-I | Submitted vide Distribution True-up petition for 2nd control Period as Annexure-I
540 | ReplcmtOf3phMetersbyElectrinMetersMunag | NALGONDA | 08.01.2013 | 0.0042325 | Submitted vide Distribution True-up petition for 2nd control Period as Annexure-I | Submitted vide Distribution True-up petition for 2nd control Period as Annexure-I
541 | ReplcemntOf3PhMetrswithElctrnicMetrMotey | NALGONDA | 15.07.2012 | 0.0022741 | Submitted vide Distribution True-up petition for 2nd control Period as Annexure-I | Submitted vide Distribution True-up petition for 2nd control Period as Annexure-I
542 | RplacmentofmaterwithLTCTmetrs50/5AMothey | NALGONDA | 15.07.2012 | 0.0098392 | Submitted vide Distribution True-up petition for 2nd control Period as Annexure-I | Submitted vide Distribution True-up petition for 2nd control Period as Annexure-I
543 | Rplac.ofmaterwithLTCTmetrscLS0.5Mungala | NALGONDA | 08.01.2013 | 0.0067086 | Submitted vide Distribution True-up petition for 2nd control Period as Annexure-I | Submitted vide Distribution True-up petition for 2nd control Period as Annexure-I
544 | E/s to Sri.Vankunavath Harya & 7 Nos. ot | NALGONDA | 27.03.2013 | 0.028025 | Submitted vide Distribution True-up petition for 2nd control Period as Annexure-I | Submitted vide Distribution True-up petition for 2nd control Period as Annexure-I
545 | Replacement of direct meters with ct met | NALGONDA | 12.01.2013 | 0.0052871 | Submitted vide Distribution True-up petition for 2nd control Period as Annexure-I | Submitted vide Distribution True-up petition for 2nd control Period as Annexure-I
546 | ReplcmtOf3phMetersbyElectrinMeters kodad | NALGONDA | 12.01.2013 | 0.0091508 | Submitted vide Distribution True-up petition for 2nd control Period as Annexure-I | Submitted vide Distribution True-up petition for 2nd control Period as Annexure-I
547 | Estimate for erection of 6.3 KV line and | NALGONDA | 25.06.2012 | 0.020943 | Submitted vide Distribution True-up petition for 2nd control Period as Annexure-I | Submitted vide Distribution True-up petition for 2nd control Period as Annexure-I
548 | Estimate for erection of 6.3 KV Line and | NALGONDA | 25.06.2012 | 0.014534 | Submitted vide Distribution True-up petition for 2nd control Period as Annexure-I | Submitted vide Distribution True-up petition for 2nd control Period as Annexure-I
549 | E/s to Sri.N.Krishnaiah & 2Nos. others e | NALGONDA | 22.07.2012 | 0.010659 | Submitted vide Distribution True-up petition for 2nd control Period as Annexure-I | Submitted vide Distribution True-up petition for 2nd control Period as Annexure-I
550 | E/s. to 5 HP AGL Load to Nampally Sec. | NALGONDA | 21.06.2012 | 0.0013296 | Submitted vide Distribution True-up petition for 2nd control Period as Annexure-I | Submitted vide Distribution True-up petition for 2nd control Period as Annexure-I
551 | Estimate for E/s to Sri Pathena Boyeena | NALGONDA | 22.07.2012 | 0.01285 | Submitted vide Distribution True-up petition for 2nd control Period as Annexure-I | Submitted vide Distribution True-up petition for 2nd control Period as Annexure-I
552 | Erec.of 1 No. S-Ph 15 KVA at Narketpally | NALGONDA | 08.06.2012 | 0.0037193 | Submitted vide Distribution True-up petition for 2nd control Period as Annexure-I | Submitted vide Distribution True-up petition for 2nd control Period as Annexure-I
553 | Estimate for E/s to Sri Y. Raghu Ramaiah | NALGONDA | 07.06.2012 | 0.035919 | Submitted vide Distribution True-up petition for 2nd control Period as Annexure-I | Submitted vide Distribution True-up petition for 2nd control Period as Annexure-I
554 | E/S for providing of 31Nos. LT Trivector | NALGONDA | 29.08.2012 | 0.013688 | Submitted vide Distribution True-up petition for 2nd control Period as Annexure-I | Submitted vide Distribution True-up petition for 2nd control Period as Annexure-I
555 | E/s to Sri.Chittimalla Chandramouli S/o | NALGONDA | 17.07.2012 | 0.024227 | Submitted vide Distribution True-up petition for 2nd control Period as Annexure-I | Submitted vide Distribution True-up petition for 2nd control Period as Annexure-I
556 | E/s to Erection of25KVA Addl.DTR Under S | NALGONDA | 13.06.2012 | 0.01224 | Submitted vide Distribution True-up petition for 2nd control Period as Annexure-I | Submitted vide Distribution True-up petition for 2nd control Period as Annexure-I
557 | E/s. to 2 KW ND Load at S.R.Guda in MRGD | NALGONDA | 03.06.2012 | 0.0052071 | Submitted vide Distribution True-up petition for 2nd control Period as Annexure-I | Submitted vide Distribution True-up petition for 2nd control Period as Annexure-I
558 | Kunduri Roopa Kesart T.G.Pally(V | NALGONDA | 09.06.2012 | 0.0032013 | Submitted vide Distribution True-up petition for 2nd control Period as Annexure-I | Submitted vide Distribution True-up petition for 2nd control Period as Annexure-I
559 | Erec.of1No.100KVASS-17inN.S.BatlainNLGR. | NALGONDA | 08.06.2012 | 0.0043055 | Submitted vide Distribution True-up petition for 2nd control Period as Annexure-I | Submitted vide Distribution True-up petition for 2nd control Period as Annexure-I
560 | E/s. to 1 No. HT Supply at Nalgonda Rura | NALGONDA | 04.06.2012 | 0.016834 | Submitted vide Distribution True-up petition for 2nd control Period as Annexure-I | Submitted vide Distribution True-up petition for 2nd control Period as Annexure-I
561 | E/s. to 15 HP AGL Load at Thipparthy Sec | NALGONDA | 21.12.2012 | 0.019458 | Submitted vide Distribution True-up petition for 2nd control Period as Annexure-I | Submitted vide Distribution True-up petition for 2nd control Period as Annexure-I
562 | Ere.of3x10KVADTRsSS-4atChepurinG.Podu | NALGONDA | 11.08.2012 | 0.0087078 | Submitted vide Distribution True-up petition for 2nd control Period as Annexure-I | Submitted vide Distribution True-up petition for 2nd control Period as Annexure-I
563 | Estimate for E/s to Sri G Vidyasagar REd | NALGONDA | 14.06.2012 | 0.013393 | Submitted vide Distribution True-up petition for 2nd control Period as Annexure-I | Submitted vide Distribution True-up petition for 2nd control Period as Annexure-I
564 | Providing12NoLTTrivectorMeterAglChandur | NALGONDA | 11.10.2012 | 0.010716 | Submitted vide Distribution True-up petition for 2nd control Period as Annexure-I | Submitted vide Distribution True-up petition for 2nd control Period as Annexure-I
565 | Providing8NoLTTrivectorMeterAglMunugode | NALGONDA | 15.09.2012 | 0.0071442 | Submitted vide Distribution True-up petition for 2nd control Period as Annexure-I | Submitted vide Distribution True-up petition for 2nd control Period as Annexure-I
566 | Estt.forRepl.ofDamagedPolesat Narketpall | NALGONDA | 08.06.2012 | 0.0085293 | Submitted vide Distribution True-up petition for 2nd control Period as Annexure-I | Submitted vide Distribution True-up petition for 2nd control Period as Annexure-I
567 | E/s. to 20 HP AGL Load at Thipparthy Sec | NALGONDA | 12.12.2012 | 0.013419 | Submitted vide Distribution True-up petition for 2nd control Period as Annexure-I | Submitted vide Distribution True-up petition for 2nd control Period as Annexure-I
568 | E/s to sri.V.Venkatamma&2 NO's godhavar | NALGONDA | 01.05.2012 | 0.010168 | Submitted vide Distribution True-up petition for 2nd control Period as Annexure-I | Submitted vide Distribution True-up petition for 2nd control Period as Annexure-I
569 | E/s. to Sri.P.Mallaian&2Nos.OtheratNMPL | NALGONDA | 17.06.2012 | 0.010993 | Submitted vide Distribution True-up petition for 2nd control Period as Annexure-I | Submitted vide Distribution True-up petition for 2nd control Period as Annexure-I
570 | E/s. to 15 HP AGL Load at Thipparthy Sec | NALGONDA | 18.05.2012 | 0.010111 | Submitted vide Distribution True-up petition for 2nd control Period as Annexure-I | Submitted vide Distribution True-up petition for 2nd control Period as Annexure-I
571 | E/sofLVVCBBayExten.at33/11KVSLBC,NLGT3 | NALGONDA | 08.06.2012 | 0.043905 | Submitted vide Distribution True-up petition for 2nd control Period as Annexure-I | Submitted vide Distribution True-up petition for 2nd control Period as Annexure-I
572 | Providing7NoLTTrivectorMeterAglChandampe | NALGONDA | 27.03.2013 | 0.006499 | Submitted vide Distribution True-up petition for 2nd control Period as Annexure-I | Submitted vide Distribution True-up petition for 2nd control Period as Annexure-I
573 | Providing8NoLTTrivectorMeterAglDindi | NALGONDA | 13.11.2012 | 0.0065733 | Submitted vide Distribution True-up petition for 2nd control Period as Annexure-I | Submitted vide Distribution True-up petition for 2nd control Period as Annexure-I
574 | E/s. to 5 HP AGl Load at G.M.Pally in NM | NALGONDA | 25.08.2012 | 0.00020319 | Submitted vide Distribution True-up petition for 2nd control Period as Annexure-I | Submitted vide Distribution True-up petition for 2nd control Period as Annexure-I
575 | Esti. For Bifurcati of 11 KV Feede in CT | NALGONDA | 27.07.2012 | 0.031911 | Submitted vide Distribution True-up petition for 2nd control Period as Annexure-I | Submitted vide Distribution True-up petition for 2nd control Period as Annexure-I
576 | Esti. For Bifurcati of 11 KV Feede in CT | NALGONDA | 27.07.2012 | 0.037774 | Submitted vide Distribution True-up petition for 2nd control Period as Annexure-I | Submitted vide Distribution True-up petition for 2nd control Period as Annexure-I
577 | Replacement of 29 No's Damaged poles und | NALGONDA | 21.06.2012 | 0.0028138 | Submitted vide Distribution True-up petition for 2nd control Period as Annexure-I | Submitted vide Distribution True-up petition for 2nd control Period as Annexure-I
578 | Pvding of 38 No's Inter Poles at Siripur | NALGONDA | 23.06.2012 | 0.0053084 | Submitted vide Distribution True-up petition for 2nd control Period as Annexure-I | Submitted vide Distribution True-up petition for 2nd control Period as Annexure-I
579 | Pvding of 31 No's Inter Poles at Neernem | NALGONDA | 24.07.2012 | 0.0039242 | Submitted vide Distribution True-up petition for 2nd control Period as Annexure-I | Submitted vide Distribution True-up petition for 2nd control Period as Annexure-I
580 | Providing of 34 No's Intermediate Poles | NALGONDA | 24.07.2012 | 0.0045923 | Submitted vide Distribution True-up petition for 2nd control Period as Annexure-I | Submitted vide Distribution True-up petition for 2nd control Period as Annexure-I
581 | Replacement of 38 No's Damaged poles und | NALGONDA | 21.06.2012 | 0.0036871 | Submitted vide Distribution True-up petition for 2nd control Period as Annexure-I | Submitted vide Distribution True-up petition for 2nd control Period as Annexure-I
582 | E/s.toSriB.Krishna&3Nos.OtheChitttatNMPL | NALGONDA | 17.06.2012 | 0.013994 | Submitted vide Distribution True-up petition for 2nd control Period as Annexure-I | Submitted vide Distribution True-up petition for 2nd control Period as Annexure-I
583 | E/s.toSri.V.Shanth&3Nos.OtheChitttatNMPL | NALGONDA | 17.06.2012 | 0.013888 | Submitted vide Distribution True-up petition for 2nd control Period as Annexure-I | Submitted vide Distribution True-up petition for 2nd control Period as Annexure-I
584 | Sri.Kadari Anjaiah, Kambalapally village | NALGONDA | 21.02.2013 | 0.034798 | Submitted vide Distribution True-up petition for 2nd control Period as Annexure-I | Submitted vide Distribution True-up petition for 2nd control Period as Annexure-I
585 | E/s to Sri.Lenkala Rangaiah S/o Peddulu | NALGONDA | 14.11.2012 | 0.021118 | Submitted vide Distribution True-up petition for 2nd control Period as Annexure-I | Submitted vide Distribution True-up petition for 2nd control Period as Annexure-I
586 | E/sto1No.3.15MVAPTRatNarsinghbatlaNLGR | NALGONDA | 11.01.2013 | 0.057079 | Submitted vide Distribution True-up petition for 2nd control Period as Annexure-I | Submitted vide Distribution True-up petition for 2nd control Period as Annexure-I
587 | E/s to 1No 5HPAGL load to Sri.Thari Kris | NALGONDA | 16.12.2012 | 0.028695 | Submitted vide Distribution True-up petition for 2nd control Period as Annexure-I | Submitted vide Distribution True-up petition for 2nd control Period as Annexure-I
588 | Estt.forErec.S-Ph15KVADTRatKonaigudem | NALGONDA | 03.06.2012 | 0.0014793 | Submitted vide Distribution True-up petition for 2nd control Period as Annexure-I | Submitted vide Distribution True-up petition for 2nd control Period as Annexure-I
589 | Erection33-11KVSSPalvaiGurrampode(M)NLG | NALGONDA | 06.06.2012 | 0.63413 | Submitted vide Distribution True-up petition for 2nd control Period as Annexure-I | Submitted vide Distribution True-up petition for 2nd control Period as Annexure-I
590 | K.PavanKumar&1No.each5hP10HPMunigal | NALGONDA | 14.11.2012 | 0.0069071 | Submitted vide Distribution True-up petition for 2nd control Period as Annexure-I | Submitted vide Distribution True-up petition for 2nd control Period as Annexure-I
591 | 8.52Km33KVInterlinkingLineTMGudemtoKana | NALGONDA | 30.11.2012 | 0.21524 | Submitted vide Distribution True-up petition for 2nd control Period as Annexure-I | Submitted vide Distribution True-up petition for 2nd control Period as Annexure-I
592 | Bifurcation of 11 KV Anumula feeder by E | NALGONDA | 17.07.2012 | 0.061603 | Submitted vide Distribution True-up petition for 2nd control Period as Annexure-I | Submitted vide Distribution True-up petition for 2nd control Period as Annexure-I
593 | Estimate for erection of 1 No. 25KVA Add | NALGONDA | 26.11.2012 | 0.010891 | Submitted vide Distribution True-up petition for 2nd control Period as Annexure-I | Submitted vide Distribution True-up petition for 2nd control Period as Annexure-I
594 | Estimate for Labour charges for 14Nos. 4 | NALGONDA | 12.12.2012 | 0.0039894 | Submitted vide Distribution True-up petition for 2nd control Period as Annexure-I | Submitted vide Distribution True-up petition for 2nd control Period as Annexure-I
595 | SriB.Venkatreddy& 3Nos15HPKukudpamula | NALGONDA | 05.11.2012 | 0.0056907 | Submitted vide Distribution True-up petition for 2nd control Period as Annexure-I | Submitted vide Distribution True-up petition for 2nd control Period as Annexure-I
596 | Estimate for HT-I supply at 11 KV for an | NALGONDA | 12.02.2013 | 0.00306 | Submitted vide Distribution True-up petition for 2nd control Period as Annexure-I | Submitted vide Distribution True-up petition for 2nd control Period as Annexure-I
597 | Estimate for HT-I supply at 11 KV for an | NALGONDA | 12.02.2013 | 0.00306 | Submitted vide Distribution True-up petition for 2nd control Period as Annexure-I | Submitted vide Distribution True-up petition for 2nd control Period as Annexure-I
598 | Estimate for E/s to 1 No HT-I supply at | NALGONDA | 28.01.2013 | 0.00046184 | Submitted vide Distribution True-up petition for 2nd control Period as Annexure-I | Submitted vide Distribution True-up petition for 2nd control Period as Annexure-I
599 | Estimate for E/s to 1 No HT-I supply at | NALGONDA | 30.01.2013 | 0.00046184 | Submitted vide Distribution True-up petition for 2nd control Period as Annexure-I | Submitted vide Distribution True-up petition for 2nd control Period as Annexure-I
600 | Sri.V.Ramanujamma W/o.Jangaiah at T.G.Pa | NALGONDA | 31.05.2012 | 0.0036869 | Submitted vide Distribution True-up petition for 2nd control Period as Annexure-I | Submitted vide Distribution True-up petition for 2nd control Period as Annexure-I
601 | E/s to 3Nos 5HP(15HP)AGL load to Sri.P.V | NALGONDA | 20.05.2012 | 0.014504 | Submitted vide Distribution True-up petition for 2nd control Period as Annexure-I | Submitted vide Distribution True-up petition for 2nd control Period as Annexure-I
602 | E/s to 6Nos 5HP(30HP)AGL load to Sri.P.P | NALGONDA | 31.05.2012 | 0.026004 | Submitted vide Distribution True-up petition for 2nd control Period as Annexure-I | Submitted vide Distribution True-up petition for 2nd control Period as Annexure-I
603 | E/s to 3Nos 5HP(15HP)AGL load to Sri.V.N | NALGONDA | 21.05.2012 | 0.013203 | Submitted vide Distribution True-up petition for 2nd control Period as Annexure-I | Submitted vide Distribution True-up petition for 2nd control Period as Annexure-I
604 | E/s to 4Nos 5HP(20HP)AGL load to Sri.B.J | NALGONDA | 31.05.2012 | 0.01352 | Submitted vide Distribution True-up petition for 2nd control Period as Annexure-I | Submitted vide Distribution True-up petition for 2nd control Period as Annexure-I
605 | E/s to 5Nos 5HP(25HP)AGL load to Sri.R.K | NALGONDA | 14.06.2012 | 0.026802 | Submitted vide Distribution True-up petition for 2nd control Period as Annexure-I | Submitted vide Distribution True-up petition for 2nd control Period as Annexure-I
606 | E/s to Sri.R.Buchi Reddy and 2Nos oth er | NALGONDA | 24.04.2012 | 0.013592 | Submitted vide Distribution True-up petition for 2nd control Period as Annexure-I | Submitted vide Distribution True-up petition for 2nd control Period as Annexure-I
607 | E/s to 8 agl load to J.Bondaiah &7others | NALGONDA | 10.08.2012 | 0.029266 | Submitted vide Distribution True-up petition for 2nd control Period as Annexure-I | Submitted vide Distribution True-up petition for 2nd control Period as Annexure-I
608 | E/S to 30 HP AGL Load at Thipparthy Sec | NALGONDA | 27.04.2012 | 0.020829 | Submitted vide Distribution True-up petition for 2nd control Period as Annexure-I | Submitted vide Distribution True-up petition for 2nd control Period as Annexure-I
609 | E/s to Sri.Ramavath Peekya & 6 Nos. othe | NALGONDA | 23.09.2012 | 0.023044 | Submitted vide Distribution True-up petition for 2nd control Period as Annexure-I | Submitted vide Distribution True-up petition for 2nd control Period as Annexure-I
610 | Erection1NoAddl3.15MVAPTRTeeded(V)CPally | NALGONDA | 16.03.2013 | 0.052711 | Submitted vide Distribution True-up petition for 2nd control Period as Annexure-I | Submitted vide Distribution True-up petition for 2nd control Period as Annexure-I
611 | Estimate for erection of 10 Nos LT Trive | NALGONDA | 16.10.2012 | 0.0056433 | Submitted vide Distribution True-up petition for 2nd control Period as Annexure-I | Submitted vide Distribution True-up petition for 2nd control Period as Annexure-I
612 | Estimate for erection 4 Nos Lt Trivector | NALGONDA | 13.11.2012 | 0.0028217 | Submitted vide Distribution True-up petition for 2nd control Period as Annexure-I | Submitted vide Distribution True-up petition for 2nd control Period as Annexure-I
613 | Estimate for erection of 4 Nos LT Trivec | NALGONDA | 14.11.2012 | 0.0028217 | Submitted vide Distribution True-up petition for 2nd control Period as Annexure-I | Submitted vide Distribution True-up petition for 2nd control Period as Annexure-I
614 | Estimate for erection of 4 Nos LT Trivec | NALGONDA | 11.11.2012 | 0.0028217 | Submitted vide Distribution True-up petition for 2nd control Period as Annexure-I | Submitted vide Distribution True-up petition for 2nd control Period as Annexure-I
615 | 33/11KVSS at Bheelyanaik Thanda(V) in Ma | NALGONDA | 10.11.2012 | 0.93114 | Submitted vide Distribution True-up petition for 2nd control Period as Annexure-I | Submitted vide Distribution True-up petition for 2nd control Period as Annexure-I
616 | Const.of Division Office at Suryapet. | NALGONDA | 01.10.2012 | 0.53405 | Submitted vide Distribution True-up petition for 2nd control Period as Annexure-I | Submitted vide Distribution True-up petition for 2nd control Period as Annexure-I
617 | Sri.V.Venkatreddy S/O Narayanareddy at. | NALGONDA | 27.04.2012 | 0.012921 | Submitted vide Distribution True-up petition for 2nd control Period as Annexure-I | Submitted vide Distribution True-up petition for 2nd control Period as Annexure-I
618 | Estt.Erec.of25KVASS-1atAnthamampetinMRGD | NALGONDA | 08.06.2012 | 0.012198 | Submitted vide Distribution True-up petition for 2nd control Period as Annexure-I | Submitted vide Distribution True-up petition for 2nd control Period as Annexure-I
619 | Estt.Erec.of25KVASS-1atT.G.PallyinMRGD | NALGONDA | 12.06.2012 | 0.013512 | Submitted vide Distribution True-up petition for 2nd control Period as Annexure-I | Submitted vide Distribution True-up petition for 2nd control Period as Annexure-I
620 | Estt.Erec.of25KVASS-1atR.R.PallyinMRGD | NALGONDA | 08.06.2012 | 0.016602 | Submitted vide Distribution True-up petition for 2nd control Period as Annexure-I | Submitted vide Distribution True-up petition for 2nd control Period as Annexure-I
621 | Erection1X100KVAAddl.DTRSS6KBPallyMarrig | NALGONDA | 08.06.2012 | 0.021652 | Submitted vide Distribution True-up petition for 2nd control Period as Annexure-I | Submitted vide Distribution True-up petition for 2nd control Period as Annexure-I
622 | Erection1X16KVAinplaceStolenGummadavaall | NALGONDA | 16.10.2012 | 0.0050733 | Submitted vide Distribution True-up petition for 2nd control Period as Annexure-I | Submitted vide Distribution True-up petition for 2nd control Period as Annexure-I
623 | Estimate for Replacement of 2 Nos. 3-Ph | NALGONDA | 11.11.2012 | 0.014464 | Submitted vide Distribution True-up petition for 2nd control Period as Annexure-I | Submitted vide Distribution True-up petition for 2nd control Period as Annexure-I
624 | Estimate for erection of 1 No. 63KVA A | NALGONDA | 05.12.2012 | 0.003092 | Submitted vide Distribution True-up petition for 2nd control Period as Annexure-I | Submitted vide Distribution True-up petition for 2nd control Period as Annexure-I
625 | 33/11KVSS at Pedaveedu(V) in Mattampally | NALGONDA | 05.11.2012 | 0.73056 | Submitted vide Distribution True-up petition for 2nd control Period as Annexure-I | Submitted vide Distribution True-up petition for 2nd control Period as Annexure-I
626 | E/S to 10 Nos LT Trive.met. forabove20HP | NALGONDA | 18.06.2012 | 0.011412 | Submitted vide Distribution True-up petition for 2nd control Period as Annexure-I | Submitted vide Distribution True-up petition for 2nd control Period as Annexure-I
627 | HT-I100KVACMD250HPLaxmiRevanthRiceInd. | NALGONDA | 09.03.2013 | 0.017532 | Submitted vide Distribution True-up petition for 2nd control Period as Annexure-I | Submitted vide Distribution True-up petition for 2nd control Period as Annexure-I
628 | Estimate for erection of 1 No.100KVA Add | NALGONDA | 03.12.2012 | 0.020953 | Submitted vide Distribution True-up petition for 2nd control Period as Annexure-I | Submitted vide Distribution True-up petition for 2nd control Period as Annexure-I
629 | 1x100kva SS-20 at K.M.Pally Town | NALGONDA | 03.12.2012 | 0.020668 | Submitted vide Distribution True-up petition for 2nd control Period as Annexure-I | Submitted vide Distribution True-up petition for 2nd control Period as Annexure-I
630 | Erection of 1No 11kv feeder VCB at 33/11 | NALGONDA | 12.06.2012 | 0.032519 | Submitted vide Distribution True-up petition for 2nd control Period as Annexure-I | Submitted vide Distribution True-up petition for 2nd control Period as Annexure-I
631 | E/s to Replacement of 28 No's Non-Trivec | NALGONDA | 15.12.2012 | 0.0068425 | Submitted vide Distribution True-up petition for 2nd control Period as Annexure-I | Submitted vide Distribution True-up petition for 2nd control Period as Annexure-I
632 | E/s to Replacement of 28 No's Non-Trivec | NALGONDA | 18.12.2012 | 0.01966 | Submitted vide Distribution True-up petition for 2nd control Period as Annexure-I | Submitted vide Distribution True-up petition for 2nd control Period as Annexure-I
633 | E/s to 1No 18KW Non-Domestic load to M/s | NALGONDA | 20.12.2012 | 0.018441 | Submitted vide Distribution True-up petition for 2nd control Period as Annexure-I | Submitted vide Distribution True-up petition for 2nd control Period as Annexure-I
634 | Enhancement of 6x10 KVA To 100 KVA Under | NALGONDA | 08.06.2012 | 0.014405 | Submitted vide Distribution True-up petition for 2nd control Period as Annexure-I | Submitted vide Distribution True-up petition for 2nd control Period as Annexure-I
635 | E/s. to 1 No. 74 Hp Indl. Load at CDR Se | NALGONDA | 18.10.2012 | 0.054277 | Submitted vide Distribution True-up petition for 2nd control Period as Annexure-I | Submitted vide Distribution True-up petition for 2nd control Period as Annexure-I
636 | Ere.of1No.25KVADTRSS-5atNAdikudainG.Podu | NALGONDA | 15.06.2012 | 0.010086 | Submitted vide Distribution True-up petition for 2nd control Period as Annexure-I | Submitted vide Distribution True-up petition for 2nd control Period as Annexure-I
637 | Ere.of1No.25KVASS-6atNadikudainGurrampod | NALGONDA | 08.06.2012 | 0.009135 | Submitted vide Distribution True-up petition for 2nd control Period as Annexure-I | Submitted vide Distribution True-up petition for 2nd control Period as Annexure-I
638 | Estimate for erection of 2 Nos. 3-Ph 25K | NALGONDA | 21.10.2012 | 0.016018 | Submitted vide Distribution True-up petition for 2nd control Period as Annexure-I | Submitted vide Distribution True-up petition for 2nd control Period as Annexure-I
639 | Erection of 1No 100kva addl DTR on SS-1, | NALGONDA | 23.06.2012 | 0.0034543 | Submitted vide Distribution True-up petition for 2nd control Period as Annexure-I | Submitted vide Distribution True-up petition for 2nd control Period as Annexure-I
640 | Estimate for erection of 1 No. 100KVA Ad | NALGONDA | 28.01.2013 | 0.009447 | Submitted vide Distribution True-up petition for 2nd control Period as Annexure-I | Submitted vide Distribution True-up petition for 2nd control Period as Annexure-I
641 | E/s to 7No's each 5HP AGL Load to Sri B. | NALGONDA | 09.05.2012 | 0.023352 | Submitted vide Distribution True-up petition for 2nd control Period as Annexure-I | Submitted vide Distribution True-up petition for 2nd control Period as Annexure-I
642 | SS-3 Munipampula (v) in Ramannapet(m) | NALGONDA | 21.06.2012 | 0.018175 | Submitted vide Distribution True-up petition for 2nd control Period as Annexure-I | Submitted vide Distribution True-up petition for 2nd control Period as Annexure-I
643 | Estimate for erection of 1 No.S-Ph 15KVA | NALGONDA | 03.12.2012 | 0.0049405 | Submitted vide Distribution True-up petition for 2nd control Period as Annexure-I | Submitted vide Distribution True-up petition for 2nd control Period as Annexure-I
644 | Estimate for erection of 1 No. 100KVA Ad | NALGONDA | 01.07.2012 | 0.0053274 | Submitted vide Distribution True-up petition for 2nd control Period as Annexure-I | Submitted vide Distribution True-up petition for 2nd control Period as Annexure-I
645 | E/s to Sri.G.Srikanth & 2 Nos. others ea | NALGONDA | 15.11.2012 | 0.01083 | Submitted vide Distribution True-up petition for 2nd control Period as Annexure-I | Submitted vide Distribution True-up petition for 2nd control Period as Annexure-I
646 | E/s to Sri.Katravath Amru S/o Henla & 4N | NALGONDA | 16.12.2012 | 0.0084842 | Submitted vide Distribution True-up petition for 2nd control Period as Annexure-I | Submitted vide Distribution True-up petition for 2nd control Period as Annexure-I
647 | E/s to Sri.Madini Durga Reddy & 3Nos. ot | NALGONDA | 21.10.2012 | 0.013235 | Submitted vide Distribution True-up petition for 2nd control Period as Annexure-I | Submitted vide Distribution True-up petition for 2nd control Period as Annexure-I
648 | E/s to Sri.Devanaboina Anjaiah S/o Yella | NALGONDA | 16.12.2012 | 0.0032683 | Submitted vide Distribution True-up petition for 2nd control Period as Annexure-I | Submitted vide Distribution True-up petition for 2nd control Period as Annexure-I
649 | B.Anjaiah&2Noseach5HP15HPChitriyala(V) | NALGONDA | 14.10.2012 | 0.0037731 | Submitted vide Distribution True-up petition for 2nd control Period as Annexure-I | Submitted vide Distribution True-up petition for 2nd control Period as Annexure-I
650 | N.Venkataiah&2Noseach5HP15HPG.Polepally | NALGONDA | 18.06.2012 | 0.0034807 | Submitted vide Distribution True-up petition for 2nd control Period as Annexure-I | Submitted vide Distribution True-up petition for 2nd control Period as Annexure-I
651 | E/s to Sri.Narayanadas Chennaiah & 7 Nos | NALGONDA | 23.09.2012 | 0.027473 | Submitted vide Distribution True-up petition for 2nd control Period as Annexure-I | Submitted vide Distribution True-up petition for 2nd control Period as Annexure-I
652 | E/s to Sri.P.Venkataiah & 4 Nos. others | NALGONDA | 01.07.2012 | 0.015037 | Submitted vide Distribution True-up petition for 2nd control Period as Annexure-I | Submitted vide Distribution True-up petition for 2nd control Period as Annexure-I
653 | E/s to 3No,s each 5HP Agl load to Sri.Ba | NALGONDA | 27.09.2012 | 0.011203 | Submitted vide Distribution True-up petition for 2nd control Period as Annexure-I | Submitted vide Distribution True-up petition for 2nd control Period as Annexure-I
654 | Ere.of1No.25KVASS-41atMarrigudaTPTSectio | NALGONDA | 08.06.2012 | 0.01435 | Submitted vide Distribution True-up petition for 2nd control Period as Annexure-I | Submitted vide Distribution True-up petition for 2nd control Period as Annexure-I
655 | SriHaroonIqbal&2Noseach5HP15HPMududandla | NALGONDA | 18.06.2012 | 0.0035638 | Submitted vide Distribution True-up petition for 2nd control Period as Annexure-I | Submitted vide Distribution True-up petition for 2nd control Period as Annexure-I
656 | Ere.of1No.25KVASS-17tJunuthalainG.PoduSe | NALGONDA | 15.06.2012 | 0.0085476 | Submitted vide Distribution True-up petition for 2nd control Period as Annexure-I | Submitted vide Distribution True-up petition for 2nd control Period as Annexure-I
657 | Repl of Damaged Broken Poles at GMPd(M) | NALGONDA | 11.08.2012 | 0.00072939 | Submitted vide Distribution True-up petition for 2nd control Period as Annexure-I | Submitted vide Distribution True-up petition for 2nd control Period as Annexure-I
658 | Repl. of32No.DmgedPOles atMosangi(V)GMPD | NALGONDA | 11.08.2012 | 0.0033343 | Submitted vide Distribution True-up petition for 2nd control Period as Annexure-I | Submitted vide Distribution True-up petition for 2nd control Period as Annexure-I
659 | E/s to Erectionof 1No.100KVA DTR under | NALGONDA | 04.09.2012 | 0.0089655 | Submitted vide Distribution True-up petition for 2nd control Period as Annexure-I | Submitted vide Distribution True-up petition for 2nd control Period as Annexure-I
660 | Erec.of33KVVCBat33/11KVSSNarketpally | NALGONDA | 08.06.2012 | 0.044632 | Submitted vide Distribution True-up petition for 2nd control Period as Annexure-I | Submitted vide Distribution True-up petition for 2nd control Period as Annexure-I
661 | Estimate for extension of supply to 1 No | NALGONDA | 25.08.2012 | 0.073016 | Submitted vide Distribution True-up petition for 2nd control Period as Annexure-I | Submitted vide Distribution True-up petition for 2nd control Period as Annexure-I
662 | E/s.to BSNL Cell BTS at Ravindranagar T2 | NALGONDA | 13.09.2012 | 0.019662 | Submitted vide Distribution True-up petition for 2nd control Period as Annexure-I | Submitted vide Distribution True-up petition for 2nd control Period as Annexure-I
663 | Estimate for E/s to 5 Nos. 40w each Addl | NALGONDA | 25.06.2012 | 0.0059123 | Submitted vide Distribution True-up petition for 2nd control Period as Annexure-I | Submitted vide Distribution True-up petition for 2nd control Period as Annexure-I
664 | Estimate for E/s to 6 Nos. 40w each Addl | NALGONDA | 25.06.2012 | 0.0071429 | Submitted vide Distribution True-up petition for 2nd control Period as Annexure-I | Submitted vide Distribution True-up petition for 2nd control Period as Annexure-I
665 | Estimate for E/s to 7 Nos. 40w each Addl | NALGONDA | 29.01.2013 | 0.0076614 | Submitted vide Distribution True-up petition for 2nd control Period as Annexure-I | Submitted vide Distribution True-up petition for 2nd control Period as Annexure-I
666 | M/s Indus Towers at Japthiveerappa Gudem | NALGONDA | 22.08.2012 | 0.010159 | Submitted vide Distribution True-up petition for 2nd control Period as Annexure-I | Submitted vide Distribution True-up petition for 2nd control Period as Annexure-I
667 | SriU.Mangtha,3Noseach5HP20HPAzalapur | NALGONDA | 12.06.2012 | 0.018175 | Submitted vide Distribution True-up petition for 2nd control Period as Annexure-I | Submitted vide Distribution True-up petition for 2nd control Period as Annexure-I
668 | SmtA.Sathamma&3Noseach5HP20HPYGPally | NALGONDA | 15.12.2012 | 0.015446 | Submitted vide Distribution True-up petition for 2nd control Period as Annexure-I | Submitted vide Distribution True-up petition for 2nd control Period as Annexure-I
669 | SriB.Papireddy&2Noseach5HP15HPDBPally | NALGONDA | 31.05.2012 | 0.0086386 | Submitted vide Distribution True-up petition for 2nd control Period as Annexure-I | Submitted vide Distribution True-up petition for 2nd control Period as Annexure-I
670 | SriK.Muthyamreddy&2Noseach5HP15HPTGPally | NALGONDA | 03.06.2012 | 0.013179 | Submitted vide Distribution True-up petition for 2nd control Period as Annexure-I | Submitted vide Distribution True-up petition for 2nd control Period as Annexure-I
671 | SmtU.Devakamma&3Nos20HPAzlapurMarriguda | NALGONDA | 03.06.2012 | 0.017382 | Submitted vide Distribution True-up petition for 2nd control Period as Annexure-I | Submitted vide Distribution True-up petition for 2nd control Period as Annexure-I
672 | Erec.of1No.25KVAAddl.DTRSS- at Thippar | NALGONDA | 10.07.2012 | 0.014149 | Submitted vide Distribution True-up petition for 2nd control Period as Annexure-I | Submitted vide Distribution True-up petition for 2nd control Period as Annexure-I
673 | Erection1X63KVAAddl.DTRSS2Vattipally(V) | NALGONDA | 08.06.2012 | 0.0044675 | Submitted vide Distribution True-up petition for 2nd control Period as Annexure-I | Submitted vide Distribution True-up petition for 2nd control Period as Annexure-I
674 | Estimate for erection of 10 Nos intermed | NALGONDA | 11.06.2012 | 0.0036792 | Submitted vide Distribution True-up petition for 2nd control Period as Annexure-I | Submitted vide Distribution True-up petition for 2nd control Period as Annexure-I
675 | Estimate for erection of 10Nos 8.0Mtr I | NALGONDA | 11.06.2012 | 0.0036996 | Submitted vide Distribution True-up petition for 2nd control Period as Annexure-I | Submitted vide Distribution True-up petition for 2nd control Period as Annexure-I
676 | Estimate for Replacement of Damaged 5Nos | NALGONDA | 20.07.2012 | 0.001423 | Submitted vide Distribution True-up petition for 2nd control Period as Annexure-I | Submitted vide Distribution True-up petition for 2nd control Period as Annexure-I
677 | Estt.forDev.of Infra.atNelwalapallyinCTP | NALGONDA | 25.04.2012 | 0.017554 | Submitted vide Distribution True-up petition for 2nd control Period as Annexure-I | Submitted vide Distribution True-up petition for 2nd control Period as Annexure-I
678 | Const.of Division Office at M and P. Div | NALGONDA | 01.10.2012 | 0.49687 | Submitted vide Distribution True-up petition for 2nd control Period as Annexure-I | Submitted vide Distribution True-up petition for 2nd control Period as Annexure-I
679 | Estimate for erection of 1 No 100 KVA Ad | NALGONDA | 21.01.2013 | 0.016217 | Submitted vide Distribution True-up petition for 2nd control Period as Annexure-I | Submitted vide Distribution True-up petition for 2nd control Period as Annexure-I
680 | Const.of Division Office at Huzurnagar. | NALGONDA | 26.09.2012 | 0.52601 | Submitted vide Distribution True-up petition for 2nd control Period as Annexure-I | Submitted vide Distribution True-up petition for 2nd control Period as Annexure-I
681 | Estimate for erection of 2 No 25 KVA Add | NALGONDA | 22.01.2013 | 0.028816 | Submitted vide Distribution True-up petition for 2nd control Period as Annexure-I | Submitted vide Distribution True-up petition for 2nd control Period as Annexure-I
682 | Estimate for erection of 1 No 25 KVA Add | NALGONDA | 08.02.2013 | 0.016009 | Submitted vide Distribution True-up petition for 2nd control Period as Annexure-I | Submitted vide Distribution True-up petition for 2nd control Period as Annexure-I
683 | E/s to 17nos40Wats St.Lights at Koppol | NALGONDA | 01.09.2012 | 0.012757 | Submitted vide Distribution True-up petition for 2nd control Period as Annexure-I | Submitted vide Distribution True-up petition for 2nd control Period as Annexure-I
684 | E/s to 16Nos 40Wats St.Lights at Nadiku | NALGONDA | 11.08.2012 | 0.015779 | Submitted vide Distribution True-up petition for 2nd control Period as Annexure-I | Submitted vide Distribution True-up petition for 2nd control Period as Annexure-I
685 | E/s to 4Nos agl load to sri Gangadevi Na | NALGONDA | 12.06.2012 | 0.016582 | Submitted vide Distribution True-up petition for 2nd control Period as Annexure-I | Submitted vide Distribution True-up petition for 2nd control Period as Annexure-I
686 | Estt.for.Develop.of.Infras.atCTPLSection | NALGONDA | 18.06.2012 | 0.021332 | Submitted vide Distribution True-up petition for 2nd control Period as Annexure-I | Submitted vide Distribution True-up petition for 2nd control Period as Annexure-I
687 | Kanagal: Detailed Revised working estima | NALGONDA | 28.04.2012 | 1.2441 | Submitted vide Distribution True-up petition for 2nd control Period as Annexure-I | Submitted vide Distribution True-up petition for 2nd control Period as Annexure-I
688 | Estimate for E/s to Sri A. Mantha, S/o. | NALGONDA | 17.07.2012 | 0.02221 | Submitted vide Distribution True-up petition for 2nd control Period as Annexure-I | Submitted vide Distribution True-up petition for 2nd control Period as Annexure-I
689 | Enhan. of 1 No. 63 to 100KVA in NLG T-1 | NALGONDA | 17.01.2013 | 0.01272 | Submitted vide Distribution True-up petition for 2nd control Period as Annexure-I | Submitted vide Distribution True-up petition for 2nd control Period as Annexure-I
690 | E/s to 8Nos LT Trivector Meters in Chand | NALGONDA | 05.11.2012 | 0.0023128 | Submitted vide Distribution True-up petition for 2nd control Period as Annexure-I | Submitted vide Distribution True-up petition for 2nd control Period as Annexure-I
691 | Ere.of1No.63KVADTRSS-1atVaddepally(V)NMP | NALGONDA | 17.06.2012 | 0.0040323 | Submitted vide Distribution True-up petition for 2nd control Period as Annexure-I | Submitted vide Distribution True-up petition for 2nd control Period as Annexure-I
692 | Estt.forErec.of1No.63KVASS-6atThummalaNM | NALGONDA | 17.06.2012 | 0.0073382 | Submitted vide Distribution True-up petition for 2nd control Period as Annexure-I | Submitted vide Distribution True-up petition for 2nd control Period as Annexure-I
693 | E/s.toRele.ofBPLServ.atGurrampodeSection | NALGONDA | 15.01.2013 | 0.010661 | Submitted vide Distribution True-up petition for 2nd control Period as Annexure-I | Submitted vide Distribution True-up petition for 2nd control Period as Annexure-I
694 | E/s.toRele.ofBPLServ.atNampally Section | NALGONDA | 17.06.2012 | 0.024887 | Submitted vide Distribution True-up petition for 2nd control Period as Annexure-I | Submitted vide Distribution True-up petition for 2nd control Period as Annexure-I
695 | Fixing of Meter on SMC Board with access | NALGONDA | 17.06.2012 | 0.015974 | Submitted vide Distribution True-up petition for 2nd control Period as Annexure-I | Submitted vide Distribution True-up petition for 2nd control Period as Annexure-I
696 | E/s.toRele.ofBPLServ.atChanthapalSection | NALGONDA | 28.04.2012 | 0.014317 | Submitted vide Distribution True-up petition for 2nd control Period as Annexure-I | Submitted vide Distribution True-up petition for 2nd control Period as Annexure-I
697 | E/s.toRele.ofBPLServ.atChanthapalSection | NALGONDA | 28.04.2012 | 0.014317 | Submitted vide Distribution True-up petition for 2nd control Period as Annexure-I | Submitted vide Distribution True-up petition for 2nd control Period as Annexure-I
698 | E/s.toRele.ofBPLServ.atMarrigudaSection | NALGONDA | 11.06.2012 | 0.0033591 | Submitted vide Distribution True-up petition for 2nd control Period as Annexure-I | Submitted vide Distribution True-up petition for 2nd control Period as Annexure-I
699 | Fixing of Meter on SMC Board with access | NALGONDA | 11.06.2012 | 0.012692 | Submitted vide Distribution True-up petition for 2nd control Period as Annexure-I | Submitted vide Distribution True-up petition for 2nd control Period as Annexure-I
700 | Ere.1x63KVAaddlDTRunderSS-4,Kistapuram | NALGONDA | 30.08.2012 | 0.010195 | Submitted vide Distribution True-up petition for 2nd control Period as Annexure-I | Submitted vide Distribution True-up petition for 2nd control Period as Annexure-I
701 | Ere.of1No.15KVADTRSS-27atGodikoninCTPLS | NALGONDA | 27.07.2012 | 0.0014664 | Submitted vide Distribution True-up petition for 2nd control Period as Annexure-I | Submitted vide Distribution True-up petition for 2nd control Period as Annexure-I
702 | Estt.forErec.of1No.S-Ph25KVASS1atGollapa | NALGONDA | 27.07.2012 | 0.0010665 | Submitted vide Distribution True-up petition for 2nd control Period as Annexure-I | Submitted vide Distribution True-up petition for 2nd control Period as Annexure-I
703 | Erec.of3Nos.15KVASS- atMarrigudainTPTS | NALGONDA | 08.06.2012 | 0.0076321 | Submitted vide Distribution True-up petition for 2nd control Period as Annexure-I | Submitted vide Distribution True-up petition for 2nd control Period as Annexure-I
704 | M/s. Thirumala Constructions Swarna at V | NALGONDA | 09.01.2013 | 0.026092 | Submitted vide Distribution True-up petition for 2nd control Period as Annexure-I | Submitted vide Distribution True-up petition for 2nd control Period as Annexure-I
705 | Estt.forErec.of1No.15KVADTRSS-6Thummalap | NALGONDA | 08.10.2012 | 0.0026606 | Submitted vide Distribution True-up petition for 2nd control Period as Annexure-I | Submitted vide Distribution True-up petition for 2nd control Period as Annexure-I
706 | E/s to Sri.G.Sudhakar Reddy & 2 Nos. oth | NALGONDA | 01.07.2012 | 0.009038 | Submitted vide Distribution True-up petition for 2nd control Period as Annexure-I | Submitted vide Distribution True-up petition for 2nd control Period as Annexure-I
707 | E/s to Smt.B.Jayamma & 4 Nos. others eac | NALGONDA | 01.07.2012 | 0.013817 | Submitted vide Distribution True-up petition for 2nd control Period as Annexure-I | Submitted vide Distribution True-up petition for 2nd control Period as Annexure-I
708 | Estimate for erection of 0.41KM 11KV Int | NALGONDA | 22.01.2013 | 0.0052581 | Submitted vide Distribution True-up petition for 2nd control Period as Annexure-I | Submitted vide Distribution True-up petition for 2nd control Period as Annexure-I
709 | SS-1 Chalmareddygudem(V) in Haliya | NALGONDA | 09.08.2012 | 0.0058588 | Submitted vide Distribution True-up petition for 2nd control Period as Annexure-I | Submitted vide Distribution True-up petition for 2nd control Period as Annexure-I
710 | E/s to Erection of 63KVA SS.3 at Bifurca | NALGONDA | 11.06.2012 | 0.029084 | Submitted vide Distribution True-up petition for 2nd control Period as Annexure-I | Submitted vide Distribution True-up petition for 2nd control Period as Annexure-I
711 | SriD.SheshagiriRao&2Noseach5HPVattipally | NALGONDA | 11.06.2012 | 0.010472 | Submitted vide Distribution True-up petition for 2nd control Period as Annexure-I | Submitted vide Distribution True-up petition for 2nd control Period as Annexure-I
712 | E/s to Bifurcation of Agl loads under SS | NALGONDA | 11.06.2012 | 0.026846 | Submitted vide Distribution True-up petition for 2nd control Period as Annexure-I | Submitted vide Distribution True-up petition for 2nd control Period as Annexure-I
713 | E/s to Erection of 1No.63KVA DTR for Bif | NALGONDA | 11.06.2012 | 0.019341 | Submitted vide Distribution True-up petition for 2nd control Period as Annexure-I | Submitted vide Distribution True-up petition for 2nd control Period as Annexure-I
714 | E/s to Erection of 1No.100KVA DTR for Bi | NALGONDA | 11.06.2012 | 0.025719 | Submitted vide Distribution True-up petition for 2nd control Period as Annexure-I | Submitted vide Distribution True-up petition for 2nd control Period as Annexure-I
715 | Estt.forRepl.ofDamagedCond.atMarrigudaSe | NALGONDA | 29.08.2012 | 0.01045 | Submitted vide Distribution True-up petition for 2nd control Period as Annexure-I | Submitted vide Distribution True-up petition for 2nd control Period as Annexure-I
716 | Ere.of1No.11KV VCB at 33/11 KVSSS.V.Guda | NALGONDA | 08.06.2012 | 0.030902 | Submitted vide Distribution True-up petition for 2nd control Period as Annexure-I | Submitted vide Distribution True-up petition for 2nd control Period as Annexure-I
717 | Enhnacement6X10KVAto100KVANLGT | NALGONDA | 08.06.2012 | 0.011879 | Submitted vide Distribution True-up petition for 2nd control Period as Annexure-I | Submitted vide Distribution True-up petition for 2nd control Period as Annexure-I
718 | E/s to 1 No 12HP Indl load to M/s. Daiwi | NALGONDA | 15.12.2012 | 0.013785 | Submitted vide Distribution True-up petition for 2nd control Period as Annexure-I | Submitted vide Distribution True-up petition for 2nd control Period as Annexure-I
719 | 20Nos.St.LightsunderRGGVYDBPally(V)Marri | NALGONDA | 28.07.2012 | 0.0087856 | Submitted vide Distribution True-up petition for 2nd control Period as Annexure-I | Submitted vide Distribution True-up petition for 2nd control Period as Annexure-I
720 | E/s to Sri.G.Yadaiah & 2 Nos. others eac | NALGONDA | 01.07.2012 | 0.009184 | Submitted vide Distribution True-up petition for 2nd control Period as Annexure-I | Submitted vide Distribution True-up petition for 2nd control Period as Annexure-I
721 | E/s to Sri.Shaik Moulana Saheb & 3 Nos.o | NALGONDA | 01.07.2012 | 0.010718 | Submitted vide Distribution True-up petition for 2nd control Period as Annexure-I | Submitted vide Distribution True-up petition for 2nd control Period as Annexure-I
722 | E/s to Sri.N.Ravinder Reddy & 3 Nos. oth | NALGONDA | 01.07.2012 | 0.010409 | Submitted vide Distribution True-up petition for 2nd control Period as Annexure-I | Submitted vide Distribution True-up petition for 2nd control Period as Annexure-I
723 | Erection of 1 X 3.15 MVA Addl .PTR Koppo | NALGONDA | 08.06.2012 | 0.045018 | Submitted vide Distribution True-up petition for 2nd control Period as Annexure-I | Submitted vide Distribution True-up petition for 2nd control Period as Annexure-I
724 | Estt.for1.6KMInt. Line at Gurrampode Sec | NALGONDA | 08.06.2012 | 0.015686 | Submitted vide Distribution True-up petition for 2nd control Period as Annexure-I | Submitted vide Distribution True-up petition for 2nd control Period as Annexure-I
725 | Fixing of Meter on SMC Board with access | NALGONDA | 01.09.2012 | 0.0010103 | Submitted vide Distribution True-up petition for 2nd control Period as Annexure-I | Submitted vide Distribution True-up petition for 2nd control Period as Annexure-I
726 | E/s to Smt.G.Jyothi & 2 Nos. others each | NALGONDA | 01.07.2012 | 0.0090664 | Submitted vide Distribution True-up petition for 2nd control Period as Annexure-I | Submitted vide Distribution True-up petition for 2nd control Period as Annexure-I
727 | Erection1X25KVAAddl.DTRSS30Amanabole | NALGONDA | 08.06.2012 | 0.0092842 | Submitted vide Distribution True-up petition for 2nd control Period as Annexure-I | Submitted vide Distribution True-up petition for 2nd control Period as Annexure-I
728 | E/saddl100KVADTRatSS-11,ravigudem | NALGONDA | 30.08.2012 | 0.0074111 | Submitted vide Distribution True-up petition for 2nd control Period as Annexure-I | Submitted vide Distribution True-up petition for 2nd control Period as Annexure-I
729 | Ere.of1No.63KVADTRSS-3/100atPalivela | NALGONDA | 30.08.2012 | 0.013185 | Submitted vide Distribution True-up petition for 2nd control Period as Annexure-I | Submitted vide Distribution True-up petition for 2nd control Period as Annexure-I
730 | Prov.LT,CT Meters for Agl ISI Sample for | NALGONDA | 15.09.2012 | 0.01065 | Submitted vide Distribution True-up petition for 2nd control Period as Annexure-I | Submitted vide Distribution True-up petition for 2nd control Period as Annexure-I
731 | E/s32No.40WSt.Lights Kondapuram(V)in C | NALGONDA | 06.10.2012 | 0.01629 | Submitted vide Distribution True-up petition for 2nd control Period as Annexure-I | Submitted vide Distribution True-up petition for 2nd control Period as Annexure-I
732 | E/s32No.40WSt.LightsBangarigadda(V)in C | NALGONDA | 06.10.2012 | 0.019052 | Submitted vide Distribution True-up petition for 2nd control Period as Annexure-I | Submitted vide Distribution True-up petition for 2nd control Period as Annexure-I
733 | E/s to 15 Nos. 40W each Addl.St.light lo | NALGONDA | 22.05.2012 | 0.0094756 | Submitted vide Distribution True-up petition for 2nd control Period as Annexure-I | Submitted vide Distribution True-up petition for 2nd control Period as Annexure-I
734 | E/s to 1 No. 40W each Addl.St.light load | NALGONDA | 22.05.2012 | 0.0061592 | Submitted vide Distribution True-up petition for 2nd control Period as Annexure-I | Submitted vide Distribution True-up petition for 2nd control Period as Annexure-I
735 | E/s to 8No's each 5HP Agl load to Sri G. | NALGONDA | 14.08.2012 | 0.023501 | Submitted vide Distribution True-up petition for 2nd control Period as Annexure-I | Submitted vide Distribution True-up petition for 2nd control Period as Annexure-I
736 | Const.of ERO Office at Nalgonda. | NALGONDA | 31.10.2012 | 0.50182 | Submitted vide Distribution True-up petition for 2nd control Period as Annexure-I | Submitted vide Distribution True-up petition for 2nd control Period as Annexure-I
737 | Enhcmt to 63-100KVA DTR under at | NALGONDA | 07.10.2012 | 0.01208 | Submitted vide Distribution True-up petition for 2nd control Period as Annexure-I | Submitted vide Distribution True-up petition for 2nd control Period as Annexure-I
738 | Erection of 1 No. 25 KVA Addl. DTR Under | NALGONDA | 14.06.2012 | 0.01053 | Submitted vide Distribution True-up petition for 2nd control Period as Annexure-I | Submitted vide Distribution True-up petition for 2nd control Period as Annexure-I
739 | Estt.Erec.of63KVASS-1atChinthagudeinG.Po | NALGONDA | 08.06.2012 | 0.0041748 | Submitted vide Distribution True-up petition for 2nd control Period as Annexure-I | Submitted vide Distribution True-up petition for 2nd control Period as Annexure-I
740 | Estt.forErec.of1No.S-Ph10KVASS6atB.Gudem | NALGONDA | 27.07.2012 | 0.0025628 | Submitted vide Distribution True-up petition for 2nd control Period as Annexure-I | Submitted vide Distribution True-up petition for 2nd control Period as Annexure-I
741 | Ere.of1No.25KVADTRSS14atKurampallyCTPL | NALGONDA | 27.07.2012 | 0.0020734 | Submitted vide Distribution True-up petition for 2nd control Period as Annexure-I | Submitted vide Distribution True-up petition for 2nd control Period as Annexure-I
742 | Estt.forErec.S-Ph15KVADTRatVootlinG.Podu | NALGONDA | 03.06.2012 | 0.0037777 | Submitted vide Distribution True-up petition for 2nd control Period as Annexure-I | Submitted vide Distribution True-up petition for 2nd control Period as Annexure-I
743 | Estimate for E/s to 01 No 15 KVA S-ph DT | NALGONDA | 22.01.2013 | 0.0075543 | Submitted vide Distribution True-up petition for 2nd control Period as Annexure-I | Submitted vide Distribution True-up petition for 2nd control Period as Annexure-I
744 | Estimate for E/s to 01 No 15 KVA S-ph DT | NALGONDA | 21.05.2012 | 0.0097606 | Submitted vide Distribution True-up petition for 2nd control Period as Annexure-I | Submitted vide Distribution True-up petition for 2nd control Period as Annexure-I
745 | Estimate for E/s to 01 No 15 KVA S-ph DT | NALGONDA | 21.05.2012 | 0.0076014 | Submitted vide Distribution True-up petition for 2nd control Period as Annexure-I | Submitted vide Distribution True-up petition for 2nd control Period as Annexure-I
746 | Estimate for erection of 1 No. S-Ph 15KV | NALGONDA | 23.09.2012 | 0.0037246 | Submitted vide Distribution True-up petition for 2nd control Period as Annexure-I | Submitted vide Distribution True-up petition for 2nd control Period as Annexure-I
747 | Ere,of 63 KVA Addl.DTR at Padamatithnda | NALGONDA | 01.07.2012 | 0.0041977 | Submitted vide Distribution True-up petition for 2nd control Period as Annexure-I | Submitted vide Distribution True-up petition for 2nd control Period as Annexure-I
748 | Estimate for erection of 1 No 63 KVA Add | NALGONDA | 08.06.2012 | 0.0033222 | Submitted vide Distribution True-up petition for 2nd control Period as Annexure-I | Submitted vide Distribution True-up petition for 2nd control Period as Annexure-I
749 | Ere,of 25 KVA Addl.DTR at Pedagumadam | NALGONDA | 23.09.2012 | 0.004008 | Submitted vide Distribution True-up petition for 2nd control Period as Annexure-I | Submitted vide Distribution True-up petition for 2nd control Period as Annexure-I
750 | Ere,of 25 KVA Addl.DTR at Vadhipatla | NALGONDA | 08.06.2012 | 0.0032747 | Submitted vide Distribution True-up petition for 2nd control Period as Annexure-I | Submitted vide Distribution True-up petition for 2nd control Period as Annexure-I
751 | Extension of supply to erection of 1 No | NALGONDA | 09.12.2012 | 0.0037579 | Submitted vide Distribution True-up petition for 2nd control Period as Annexure-I | Submitted vide Distribution True-up petition for 2nd control Period as Annexure-I
752 | Extension of supply to erection of 1 No | NALGONDA | 09.12.2012 | 0.0049488 | Submitted vide Distribution True-up petition for 2nd control Period as Annexure-I | Submitted vide Distribution True-up petition for 2nd control Period as Annexure-I
753 | E/s to Smt.Nallamada Yashodamma W/o Nara | NALGONDA | 16.10.2012 | 0.010627 | Submitted vide Distribution True-up petition for 2nd control Period as Annexure-I | Submitted vide Distribution True-up petition for 2nd control Period as Annexure-I
754 | Ere. of 1x15 KVA at RRGudem in PAPally | NALGONDA | 08.06.2012 | 0.002981 | Submitted vide Distribution True-up petition for 2nd control Period as Annexure-I | Submitted vide Distribution True-up petition for 2nd control Period as Annexure-I
755 | Ere. of 0.4KM 11KV line from | NALGONDA | 26.08.2012 | 0.007611 | Submitted vide Distribution True-up petition for 2nd control Period as Annexure-I | Submitted vide Distribution True-up petition for 2nd control Period as Annexure-I
756 | Survey<(>&<)>Rel.ofBPLServices at Chandu | NALGONDA | 09.10.2012 | 0.010696 | Submitted vide Distribution True-up petition for 2nd control Period as Annexure-I | Submitted vide Distribution True-up petition for 2nd control Period as Annexure-I
757 | E/s to 15HP Agl. load to Sri.Rachakonda | NALGONDA | 27.09.2012 | 0.010135 | Submitted vide Distribution True-up petition for 2nd control Period as Annexure-I | Submitted vide Distribution True-up petition for 2nd control Period as Annexure-I
758 | E/s to 07 Nos 40 Wa Addl ST Light Chilla | NALGONDA | 22.05.2012 | 0.0084894 | Submitted vide Distribution True-up petition for 2nd control Period as Annexure-I | Submitted vide Distribution True-up petition for 2nd control Period as Annexure-I
759 | E/s to 10 Nos 40 w at Yellammagudem | NALGONDA | 21.05.2012 | 0.0099136 | Submitted vide Distribution True-up petition for 2nd control Period as Annexure-I | Submitted vide Distribution True-up petition for 2nd control Period as Annexure-I
760 | E/s to10 Nos 40 Wa Addl ST Light B Annar | NALGONDA | 21.01.2013 | 0.0093256 | Submitted vide Distribution True-up petition for 2nd control Period as Annexure-I | Submitted vide Distribution True-up petition for 2nd control Period as Annexure-I
761 | E/s to 09 Nos 40 w at Vootkoor gudem,H/o | NALGONDA | 22.05.2012 | 0.0091784 | Submitted vide Distribution True-up petition for 2nd control Period as Annexure-I | Submitted vide Distribution True-up petition for 2nd control Period as Annexure-I
762 | E/s to 07 Nos 40 w at Settipalem village | NALGONDA | 21.05.2012 | 0.0091626 | Submitted vide Distribution True-up petition for 2nd control Period as Annexure-I | Submitted vide Distribution True-up petition for 2nd control Period as Annexure-I
763 | E/s to 06 Nos 40 wa at Annapureddy GUdem | NALGONDA | 21.05.2012 | 0.0085077 | Submitted vide Distribution True-up petition for 2nd control Period as Annexure-I | Submitted vide Distribution True-up petition for 2nd control Period as Annexure-I
764 | E/s to 07 Nos 40 w at Chirumarthy villag | NALGONDA | 02.07.2012 | 0.00843 | Submitted vide Distribution True-up petition for 2nd control Period as Annexure-I | Submitted vide Distribution True-up petition for 2nd control Period as Annexure-I
765 | E/s to 06 Nos 40 w at Yellammagudem lig | NALGONDA | 22.05.2012 | 0.0078426 | Submitted vide Distribution True-up petition for 2nd control Period as Annexure-I | Submitted vide Distribution True-up petition for 2nd control Period as Annexure-I
766 | Erection of 1 No 25 KVA Addl DTR under S | NALGONDA | 09.10.2012 | 0.021198 | Submitted vide Distribution True-up petition for 2nd control Period as Annexure-I | Submitted vide Distribution True-up petition for 2nd control Period as Annexure-I
767 | Estimate for erection of 1 No 25 KVA Add | NALGONDA | 28.08.2012 | 0.011245 | Submitted vide Distribution True-up petition for 2nd control Period as Annexure-I | Submitted vide Distribution True-up petition for 2nd control Period as Annexure-I
768 | E/s to Sri.Banavath Chandru S/o Sorya ea | NALGONDA | 16.12.2012 | 0.0062837 | Submitted vide Distribution True-up petition for 2nd control Period as Annexure-I | Submitted vide Distribution True-up petition for 2nd control Period as Annexure-I
769 | E/s to Sri.Banavath Sardar S/o Kasya & 7 | NALGONDA | 16.12.2012 | 0.011615 | Submitted vide Distribution True-up petition for 2nd control Period as Annexure-I | Submitted vide Distribution True-up petition for 2nd control Period as Annexure-I
770 | ERection of 1 No 25KVA Addl DTR on SS -V | NALGONDA | 05.07.2012 | 0.0099519 | Submitted vide Distribution True-up petition for 2nd control Period as Annexure-I | Submitted vide Distribution True-up petition for 2nd control Period as Annexure-I
771 | Ere. of 2x25 KVA at Mallpuram in PAPalli | NALGONDA | 23.09.2012 | 0.0041009 | Submitted vide Distribution True-up petition for 2nd control Period as Annexure-I | Submitted vide Distribution True-up petition for 2nd control Period as Annexure-I
772 | E/s to10 Nos 40 Wa Addl ST Light Thakkel | NALGONDA | 09.10.2012 | 0.0099 | Submitted vide Distribution True-up petition for 2nd control Period as Annexure-I | Submitted vide Distribution True-up petition for 2nd control Period as Annexure-I
773 | Ere. of 1x63 KVA at Azmapuram in PAPalli | NALGONDA | 08.06.2012 | 0.002269 | Submitted vide Distribution True-up petition for 2nd control Period as Annexure-I | Submitted vide Distribution True-up petition for 2nd control Period as Annexure-I
774 | Ere. of 1x25 KVA at Yellapuram in PAPall | NALGONDA | 23.09.2012 | 0.0040246 | Submitted vide Distribution True-up petition for 2nd control Period as Annexure-I | Submitted vide Distribution True-up petition for 2nd control Period as Annexure-I
775 | E/s to 10 Nos 40 Wa Addl ST Light B Anna | NALGONDA | 22.05.2012 | 0.006397 | Submitted vide Distribution True-up petition for 2nd control Period as Annexure-I | Submitted vide Distribution True-up petition for 2nd control Period as Annexure-I
776 | Ere. of 1x25 KVA at Suryapalli in PAPall | NALGONDA | 23.09.2012 | 0.0051487 | Submitted vide Distribution True-up petition for 2nd control Period as Annexure-I | Submitted vide Distribution True-up petition for 2nd control Period as Annexure-I
777 | Erection of 1 No. 40 W Addl. Street ligh | NALGONDA | 19.06.2012 | 0.0056248 | Submitted vide Distribution True-up petition for 2nd control Period as Annexure-I | Submitted vide Distribution True-up petition for 2nd control Period as Annexure-I
778 | E/s to 10 No. 40 W Addl. Street light lo | NALGONDA | 28.08.2012 | 0.0033169 | Submitted vide Distribution True-up petition for 2nd control Period as Annexure-I | Submitted vide Distribution True-up petition for 2nd control Period as Annexure-I
779 | Ere. of 1x100 KVA at Dharma Thanda in PA | NALGONDA | 08.06.2012 | 0.015509 | Submitted vide Distribution True-up petition for 2nd control Period as Annexure-I | Submitted vide Distribution True-up petition for 2nd control Period as Annexure-I
780 | Estimate for E/s to 02 No 15 KVA S-ph DT | NALGONDA | 26.06.2012 | 0.010747 | Submitted vide Distribution True-up petition for 2nd control Period as Annexure-I | Submitted vide Distribution True-up petition for 2nd control Period as Annexure-I
781 | Estimate for E/s to 02 No 15 KVA S-ph DT | NALGONDA | 26.06.2012 | 0.0085032 | Submitted vide Distribution True-up petition for 2nd control Period as Annexure-I | Submitted vide Distribution True-up petition for 2nd control Period as Annexure-I
782 | Estimate for erection of 1 No. 25KVA Add | NALGONDA | 23.09.2012 | 0.0031603 | Submitted vide Distribution True-up petition for 2nd control Period as Annexure-I | Submitted vide Distribution True-up petition for 2nd control Period as Annexure-I
783 | Erection of 33/11KVSS at Golanpally | NALGONDA | 06.06.2012 | 0.43892 | Submitted vide Distribution True-up petition for 2nd control Period as Annexure-I | Submitted vide Distribution True-up petition for 2nd control Period as Annexure-I
784 | Enhancement2X25to100KVASS7Kummarigudem | NALGONDA | 29.06.2012 | 0.01079 | Submitted vide Distribution True-up petition for 2nd control Period as Annexure-I | Submitted vide Distribution True-up petition for 2nd control Period as Annexure-I
785 | Erection2X25KVAADdl.DTRSS1Bollaram | NALGONDA | 16.12.2012 | 0.0026896 | Submitted vide Distribution True-up petition for 2nd control Period as Annexure-I | Submitted vide Distribution True-up petition for 2nd control Period as Annexure-I
786 | E/sof1-ph25kvaDTRatS.C colony marriguda | NALGONDA | 28.07.2012 | 0.0058897 | Submitted vide Distribution True-up petition for 2nd control Period as Annexure-I | Submitted vide Distribution True-up petition for 2nd control Period as Annexure-I
787 | E/sof 15NsStreet lightsinAachipur thanda | NALGONDA | 28.07.2012 | 0.0072307 | Submitted vide Distribution True-up petition for 2nd control Period as Annexure-I | Submitted vide Distribution True-up petition for 2nd control Period as Annexure-I
788 | E/s to13 Nos 40wataddlStreet Light at Ch | NALGONDA | 22.05.2012 | 0.0097401 | Submitted vide Distribution True-up petition for 2nd control Period as Annexure-I | Submitted vide Distribution True-up petition for 2nd control Period as Annexure-I
789 | E/sof 10NOsSreet lights in Lenkalapally | NALGONDA | 28.07.2012 | 0.0058117 | Submitted vide Distribution True-up petition for 2nd control Period as Annexure-I | Submitted vide Distribution True-up petition for 2nd control Period as Annexure-I
790 | Replacement of Meters in PAPalli | NALGONDA | 11.11.2012 | 0.0018352 | Submitted vide Distribution True-up petition for 2nd control Period as Annexure-I | Submitted vide Distribution True-up petition for 2nd control Period as Annexure-I
791 | E/s to Sri.N.Ram Reddy & 2 Nos. others e | NALGONDA | 11.11.2012 | 0.010034 | Submitted vide Distribution True-up petition for 2nd control Period as Annexure-I | Submitted vide Distribution True-up petition for 2nd control Period as Annexure-I
792 | Estimate 14 Nos. 40 Watts Addl. street l | NALGONDA | 19.06.2012 | 0.0027527 | Submitted vide Distribution True-up petition for 2nd control Period as Annexure-I | Submitted vide Distribution True-up petition for 2nd control Period as Annexure-I
793 | Erection of 0.250 Km 2 X 16+25 Sqmm LT A | NALGONDA | 19.06.2012 | 0.0012728 | Submitted vide Distribution True-up petition for 2nd control Period as Annexure-I | Submitted vide Distribution True-up petition for 2nd control Period as Annexure-I
794 | Replacement of Meters in Devarakonda | NALGONDA | 20.10.2012 | 0.0018352 | Submitted vide Distribution True-up petition for 2nd control Period as Annexure-I | Submitted vide Distribution True-up petition for 2nd control Period as Annexure-I
795 | Replacement of Meters in Chandampeta | NALGONDA | 21.02.2013 | 0.0018352 | Submitted vide Distribution True-up petition for 2nd control Period as Annexure-I | Submitted vide Distribution True-up petition for 2nd control Period as Annexure-I
796 | Replacement of Meters in Devarakonda | NALGONDA | 16.10.2012 | 0.0018352 | Submitted vide Distribution True-up petition for 2nd control Period as Annexure-I | Submitted vide Distribution True-up petition for 2nd control Period as Annexure-I
797 | Replacement of Meters in Devarakonda | NALGONDA | 16.10.2012 | 0.0018352 | Submitted vide Distribution True-up petition for 2nd control Period as Annexure-I | Submitted vide Distribution True-up petition for 2nd control Period as Annexure-I
798 | Erec.of1No.25KVASS-9atVottikoduinGurramp | NALGONDA | 08.06.2012 | 0.01561 | Submitted vide Distribution True-up petition for 2nd control Period as Annexure-I | Submitted vide Distribution True-up petition for 2nd control Period as Annexure-I
799 | Elec.ofVillagesat Ganugubally in NMPL | NALGONDA | 26.11.2012 | 0.0042214 | Submitted vide Distribution True-up petition for 2nd control Period as Annexure-I | Submitted vide Distribution True-up petition for 2nd control Period as Annexure-I
800 | Elec.ofVillagesat Patimedigudem in NMPL | NALGONDA | 26.11.2012 | 0.0058476 | Submitted vide Distribution True-up petition for 2nd control Period as Annexure-I | Submitted vide Distribution True-up petition for 2nd control Period as Annexure-I
801 | Elec.ofVillagesat Devathpally in NMPL | NALGONDA | 26.11.2012 | 0.0049362 | Submitted vide Distribution True-up petition for 2nd control Period as Annexure-I | Submitted vide Distribution True-up petition for 2nd control Period as Annexure-I
802 | Erection1X25KVAS-Ph.SS15Shivannagudem | NALGONDA | 12.06.2012 | 0.0039992 | Submitted vide Distribution True-up petition for 2nd control Period as Annexure-I | Submitted vide Distribution True-up petition for 2nd control Period as Annexure-I
803 | Elec.ofVillagesatM.R.Pally in Nampally | NALGONDA | 26.11.2012 | 0.0045091 | Submitted vide Distribution True-up petition for 2nd control Period as Annexure-I | Submitted vide Distribution True-up petition for 2nd control Period as Annexure-I
804 | Erection1X25KVAS-Ph.SS21AnthampetMarrigu | NALGONDA | 20.05.2012 | 0.0039949 | Submitted vide Distribution True-up petition for 2nd control Period as Annexure-I | Submitted vide Distribution True-up petition for 2nd control Period as Annexure-I
805 | E/s to04 Nos 40wataddlST Li SPGP Kanneka | NALGONDA | 07.01.2013 | 0.0013331 | Submitted vide Distribution True-up petition for 2nd control Period as Annexure-I | Submitted vide Distribution True-up petition for 2nd control Period as Annexure-I
806 | E/s to04 Nos 40wataddlST Lig SPGP Bantuv | NALGONDA | 07.01.2013 | 0.0013426 | Submitted vide Distribution True-up petition for 2nd control Period as Annexure-I | Submitted vide Distribution True-up petition for 2nd control Period as Annexure-I
807 | E/s to06 Nos 40wataddlST Lig SPGP Thumma | NALGONDA | 05.07.2012 | 0.007628 | Submitted vide Distribution True-up petition for 2nd control Period as Annexure-I | Submitted vide Distribution True-up petition for 2nd control Period as Annexure-I
808 | E/s to1No.15KVAS-PhDTRfor Indiramma Colo | NALGONDA | 21.07.2012 | 0.0055906 | Submitted vide Distribution True-up petition for 2nd control Period as Annexure-I | Submitted vide Distribution True-up petition for 2nd control Period as Annexure-I
809 | Erection1X25KVAS-Ph.SS23KBPallyMarriguda | NALGONDA | 20.05.2012 | 0.0039992 | Submitted vide Distribution True-up petition for 2nd control Period as Annexure-I | Submitted vide Distribution True-up petition for 2nd control Period as Annexure-I
810 | E/s to1No.15KVAS-PhDTRfor Thirumalgiri | NALGONDA | 21.07.2012 | 0.006044 | Submitted vide Distribution True-up petition for 2nd control Period as Annexure-I | Submitted vide Distribution True-up petition for 2nd control Period as Annexure-I
811 | Elec.ofVillagesat Fakeerpura in NMPL | NALGONDA | 26.11.2012 | 0.0033259 | Submitted vide Distribution True-up petition for 2nd control Period as Annexure-I | Submitted vide Distribution True-up petition for 2nd control Period as Annexure-I
812 | Elec.ofVillagesat Nemillagudem in NMPL | NALGONDA | 26.11.2012 | 0.0038701 | Submitted vide Distribution True-up petition for 2nd control Period as Annexure-I | Submitted vide Distribution True-up petition for 2nd control Period as Annexure-I
813 | Ere.of1No.15KVASS-1atPittalagudemG.Podu | NALGONDA | 23.09.2012 | 0.0030141 | Submitted vide Distribution True-up petition for 2nd control Period as Annexure-I | Submitted vide Distribution True-up petition for 2nd control Period as Annexure-I
814 | E/s to1No.15KVAS-PhDTRfor Yacharam | NALGONDA | 21.07.2012 | 0.0043666 | Submitted vide Distribution True-up petition for 2nd control Period as Annexure-I | Submitted vide Distribution True-up petition for 2nd control Period as Annexure-I
815 | E/s to1No.15KVAS-PhDTRfor Srinadhapuram | NALGONDA | 21.07.2012 | 0.0049842 | Submitted vide Distribution True-up petition for 2nd control Period as Annexure-I | Submitted vide Distribution True-up petition for 2nd control Period as Annexure-I
816 | Addl.St.LightsVarkala(V)Chinthapally(M) | NALGONDA | 28.04.2012 | 0.0085764 | Submitted vide Distribution True-up petition for 2nd control Period as Annexure-I | Submitted vide Distribution True-up petition for 2nd control Period as Annexure-I
817 | Estimate for 10 No. 40 W Addl. Street li | NALGONDA | 19.06.2012 | 0.0030238 | Submitted vide Distribution True-up petition for 2nd control Period as Annexure-I | Submitted vide Distribution True-up petition for 2nd control Period as Annexure-I
818 | E/sof1-ph25kvaDTRat IndurthuthyinD.W | NALGONDA | 13.06.2012 | 0.0082825 | Submitted vide Distribution True-up petition for 2nd control Period as Annexure-I | Submitted vide Distribution True-up petition for 2nd control Period as Annexure-I
819 | Addl.St.LightsMallaredpally(V)Cpally(M) | NALGONDA | 28.04.2012 | 0.0059167 | Submitted vide Distribution True-up petition for 2nd control Period as Annexure-I | Submitted vide Distribution True-up petition for 2nd control Period as Annexure-I
820 | Elec.ofVillagesat Pagidipally in NMPL | NALGONDA | 26.11.2012 | 0.0054845 | Submitted vide Distribution True-up petition for 2nd control Period as Annexure-I | Submitted vide Distribution True-up petition for 2nd control Period as Annexure-I
821 | Addl.St.LightsKurmapally&Gollapally | NALGONDA | 28.04.2012 | 0.0097516 | Submitted vide Distribution True-up petition for 2nd control Period as Annexure-I | Submitted vide Distribution True-up petition for 2nd control Period as Annexure-I
822 | Elec.ofVillagesat Kethepall in Nampally | NALGONDA | 26.11.2012 | 0.0041389 | Submitted vide Distribution True-up petition for 2nd control Period as Annexure-I | Submitted vide Distribution True-up petition for 2nd control Period as Annexure-I
823 | Elec.ofVillagesat Mustipall in Nampally | NALGONDA | 26.11.2012 | 0.0071349 | Submitted vide Distribution True-up petition for 2nd control Period as Annexure-I | Submitted vide Distribution True-up petition for 2nd control Period as Annexure-I
824 | Addl.St.LightsMadhanapur(V)Chinthapally( | NALGONDA | 28.04.2012 | 0.0059069 | Submitted vide Distribution True-up petition for 2nd control Period as Annexure-I | Submitted vide Distribution True-up petition for 2nd control Period as Annexure-I
825 | Addl.St.LightsJarpula(T)Chinthapally(M) | NALGONDA | 28.04.2012 | 0.0097515 | Submitted vide Distribution True-up petition for 2nd control Period as Annexure-I | Submitted vide Distribution True-up petition for 2nd control Period as Annexure-I
826 | E/sof1-ph25kvaDTRat Kbpallyin marriguda | NALGONDA | 13.06.2012 | 0.0080801 | Submitted vide Distribution True-up petition for 2nd control Period as Annexure-I | Submitted vide Distribution True-up petition for 2nd control Period as Annexure-I
827 | Addl.St.LightsUpparapally(V)Chinthapally | NALGONDA | 28.04.2012 | 0.0064219 | Submitted vide Distribution True-up petition for 2nd control Period as Annexure-I | Submitted vide Distribution True-up petition for 2nd control Period as Annexure-I
828 | E/sof1-ph25kvaDTRatVattipallyRajpetaThan | NALGONDA | 13.06.2012 | 0.0060787 | Submitted vide Distribution True-up petition for 2nd control Period as Annexure-I | Submitted vide Distribution True-up petition for 2nd control Period as Annexure-I
829 | Elec.ofVillagesat NamanaikThanda in NMPL | NALGONDA | 26.11.2012 | 0.0051112 | Submitted vide Distribution True-up petition for 2nd control Period as Annexure-I | Submitted vide Distribution True-up petition for 2nd control Period as Annexure-I
830 | Addl.St.LightsAnajipur(V)Chinthapally(M) | NALGONDA | 28.04.2012 | 0.0059167 | Submitted vide Distribution True-up petition for 2nd control Period as Annexure-I | Submitted vide Distribution True-up petition for 2nd control Period as Annexure-I
831 | E/sof1-ph25kvaDTRatSarampeta marriguda | NALGONDA | 12.06.2012 | 0.0063824 | Submitted vide Distribution True-up petition for 2nd control Period as Annexure-I | Submitted vide Distribution True-up petition for 2nd control Period as Annexure-I
832 | Elec.ofVillagesat Peddapura in Nampally | NALGONDA | 26.11.2012 | 0.0056178 | Submitted vide Distribution True-up petition for 2nd control Period as Annexure-I | Submitted vide Distribution True-up petition for 2nd control Period as Annexure-I
833 | Elec.ofVillagesat Thummalapally in NMPL | NALGONDA | 26.11.2012 | 0.0058412 | Submitted vide Distribution True-up petition for 2nd control Period as Annexure-I | Submitted vide Distribution True-up petition for 2nd control Period as Annexure-I
834 | E/s to 10NosStreetlightsat D.Wat Batlapa | NALGONDA | 12.06.2012 | 0.003327 | Submitted vide Distribution True-up petition for 2nd control Period as Annexure-I | Submitted vide Distribution True-up petition for 2nd control Period as Annexure-I
835 | Est.9Nos.St.LighPolesatUtlapallyG.Podu | NALGONDA | 01.09.2012 | 0.0078242 | Submitted vide Distribution True-up petition for 2nd control Period as Annexure-I | Submitted vide Distribution True-up petition for 2nd control Period as Annexure-I
836 | E/sof1-ph25kvaDTRatVattipallyD.Winmarrig | NALGONDA | 13.06.2012 | 0.006305 | Submitted vide Distribution True-up petition for 2nd control Period as Annexure-I | Submitted vide Distribution True-up petition for 2nd control Period as Annexure-I
837 | Addl.St.LightsKistrampally(V)Chintapally | NALGONDA | 28.04.2012 | 0.011455 | Submitted vide Distribution True-up petition for 2nd control Period as Annexure-I | Submitted vide Distribution True-up petition for 2nd control Period as Annexure-I
838 | Addl.St.LightsNasarlapally(V)Chintapally | NALGONDA | 28.04.2012 | 0.0052614 | Submitted vide Distribution True-up petition for 2nd control Period as Annexure-I | Submitted vide Distribution True-up petition for 2nd control Period as Annexure-I
839 | Addl.St.LightsNarsimhapur(V)Chintapally | NALGONDA | 28.04.2012 | 0.004647 | Submitted vide Distribution True-up petition for 2nd control Period as Annexure-I | Submitted vide Distribution True-up petition for 2nd control Period as Annexure-I
840 | Est.9Nos.St.LighPolesatPochampallyG.Podu | NALGONDA | 01.09.2012 | 0.005885 | Submitted vide Distribution True-up petition for 2nd control Period as Annexure-I | Submitted vide Distribution True-up petition for 2nd control Period as Annexure-I
841 | Est.5Nos.St.LighPolesatMulkalapallG.Podu | NALGONDA | 01.09.2012 | 0.0058977 | Submitted vide Distribution True-up petition for 2nd control Period as Annexure-I | Submitted vide Distribution True-up petition for 2nd control Period as Annexure-I
842 | S-Ph.25KVADTRVenkepally(V)Marriguda(M) | NALGONDA | 28.07.2012 | 0.0050451 | Submitted vide Distribution True-up petition for 2nd control Period as Annexure-I | Submitted vide Distribution True-up petition for 2nd control Period as Annexure-I
843 | E/sof1-ph25kvaDTRatMatechandapuram | NALGONDA | 28.07.2012 | 0.0061404 | Submitted vide Distribution True-up petition for 2nd control Period as Annexure-I | Submitted vide Distribution True-up petition for 2nd control Period as Annexure-I
844 | E/sof 15NsStreet lightsinSomarajguda mar | NALGONDA | 28.07.2012 | 0.0078285 | Submitted vide Distribution True-up petition for 2nd control Period as Annexure-I | Submitted vide Distribution True-up petition for 2nd control Period as Annexure-I
845 | S-Ph.25KVADTRNamapuram(V)Marriguda(M) | NALGONDA | 28.07.2012 | 0.0074003 | Submitted vide Distribution True-up petition for 2nd control Period as Annexure-I | Submitted vide Distribution True-up petition for 2nd control Period as Annexure-I
846 | S-Ph.25KVADTRDBPally(V)Marriguda(M) | NALGONDA | 28.07.2012 | 0.007452 | Submitted vide Distribution True-up petition for 2nd control Period as Annexure-I | Submitted vide Distribution True-up petition for 2nd control Period as Annexure-I
847 | Est.14Nos.St.LighPolesatBapinenigudG.Pod | NALGONDA | 25.11.2012 | 0.0068445 | Submitted vide Distribution True-up petition for 2nd control Period as Annexure-I | Submitted vide Distribution True-up petition for 2nd control Period as Annexure-I
848 | E/s to 1 No. 40W each Addl.St.light load | NALGONDA | 07.01.2013 | 0.00094116 | Submitted vide Distribution True-up petition for 2nd control Period as Annexure-I | Submitted vide Distribution True-up petition for 2nd control Period as Annexure-I
849 | E/s to 4 Nos. 40W each Addl.St.light loa | NALGONDA | 07.01.2013 | 0.0021842 | Submitted vide Distribution True-up petition for 2nd control Period as Annexure-I | Submitted vide Distribution True-up petition for 2nd control Period as Annexure-I
850 | E/s to 7Nos. 40w each Addl.St..light loa | NALGONDA | 28.09.2012 | 0.0065684 | Submitted vide Distribution True-up petition for 2nd control Period as Annexure-I | Submitted vide Distribution True-up petition for 2nd control Period as Annexure-I
851 | E/s to 6Nos. 40w each Addl.St..light lod | NALGONDA | 28.09.2012 | 0.0055564 | Submitted vide Distribution True-up petition for 2nd control Period as Annexure-I | Submitted vide Distribution True-up petition for 2nd control Period as Annexure-I
852 | E/s to 6Nos. 40w each Addl.St..light loa | NALGONDA | 22.09.2012 | 0.0034687 | Submitted vide Distribution True-up petition for 2nd control Period as Annexure-I | Submitted vide Distribution True-up petition for 2nd control Period as Annexure-I
853 | E/s to 8Nos. 40w each Addl.St..light loa | NALGONDA | 26.11.2012 | 0.0037528 | Submitted vide Distribution True-up petition for 2nd control Period as Annexure-I | Submitted vide Distribution True-up petition for 2nd control Period as Annexure-I
854 | E/s to 8Nos. 40w each Addl.St..light loa | NALGONDA | 27.11.2012 | 0.0071505 | Submitted vide Distribution True-up petition for 2nd control Period as Annexure-I | Submitted vide Distribution True-up petition for 2nd control Period as Annexure-I
855 | E/s to 10Nos. 40w each Addl.St..light lo | NALGONDA | 26.11.2012 | 0.0053413 | Submitted vide Distribution True-up petition for 2nd control Period as Annexure-I | Submitted vide Distribution True-up petition for 2nd control Period as Annexure-I
856 | E/s to 10Nos. 40w each Addl.St..light lo | NALGONDA | 26.11.2012 | 0.0057911 | Submitted vide Distribution True-up petition for 2nd control Period as Annexure-I | Submitted vide Distribution True-up petition for 2nd control Period as Annexure-I
857 | E/s to 10Nos. 40w each Addl.St..light lo | NALGONDA | 24.09.2012 | 0.0033476 | Submitted vide Distribution True-up petition for 2nd control Period as Annexure-I | Submitted vide Distribution True-up petition for 2nd control Period as Annexure-I
858 | E/s to 01 No 15 KVA S-ph DTR at L B Than | NALGONDA | 19.02.2013 | 0.0017392 | Submitted vide Distribution True-up petition for 2nd control Period as Annexure-I | Submitted vide Distribution True-up petition for 2nd control Period as Annexure-I
859 | Estimate for 10 No. 40 W Addl. Street li | NALGONDA | 26.06.2012 | 0.0030526 | Submitted vide Distribution True-up petition for 2nd control Period as Annexure-I | Submitted vide Distribution True-up petition for 2nd control Period as Annexure-I
860 | Erection of 5 Nos. 40 Watts Addl. street | NALGONDA | 27.06.2012 | 0.0032704 | Submitted vide Distribution True-up petition for 2nd control Period as Annexure-I | Submitted vide Distribution True-up petition for 2nd control Period as Annexure-I
861 | Erection of 03 Nos. 40 W Addl. Street li | NALGONDA | 27.06.2012 | 0.0028292 | Submitted vide Distribution True-up petition for 2nd control Period as Annexure-I | Submitted vide Distribution True-up petition for 2nd control Period as Annexure-I
862 | Estimate for 10 Nos. 40 Addl. Street lig | NALGONDA | 28.08.2012 | 0.00064271 | Submitted vide Distribution True-up petition for 2nd control Period as Annexure-I | Submitted vide Distribution True-up petition for 2nd control Period as Annexure-I
863 | HT-IAddlM/s Vaishnavi foodProductsatYadg | NALGONDA | 28.03.2013 | 0.030029 | Submitted vide Distribution True-up petition for 2nd control Period as Annexure-I | Submitted vide Distribution True-up petition for 2nd control Period as Annexure-I
864 | Estimate for HT-I supply at 11 KV for an | NALGONDA | 17.01.2013 | 0.0036454 | Submitted vide Distribution True-up petition for 2nd control Period as Annexure-I | Submitted vide Distribution True-up petition for 2nd control Period as Annexure-I
865 | E/s.to Sai Krupa Bilders at Ramagi inT-2 | NALGONDA | 29.08.2012 | 0.014302 | Submitted vide Distribution True-up petition for 2nd control Period as Annexure-I | Submitted vide Distribution True-up petition for 2nd control Period as Annexure-I
866 | E/sto1No.HTsupplytoM/sSriPrameelaParboil | NALGONDA | 29.01.2013 | 0.012155 | Submitted vide Distribution True-up petition for 2nd control Period as Annexure-I | Submitted vide Distribution True-up petition for 2nd control Period as Annexure-I
867 | E/stoM.veerareddyand2NosatMurupununthala | NALGONDA | 24.07.2012 | 0.0095776 | Submitted vide Distribution True-up petition for 2nd control Period as Annexure-I | Submitted vide Distribution True-up petition for 2nd control Period as Annexure-I
868 | M/S Sathgamaya Women Charitable Society | NALGONDA | 15.06.2012 | 0.022009 | Submitted vide Distribution True-up petition for 2nd control Period as Annexure-I | Submitted vide Distribution True-up petition for 2nd control Period as Annexure-I
869 | Kamishetty Prabhakar Choutuppal(V | NALGONDA | 28.11.2012 | 0.013205 | Submitted vide Distribution True-up petition for 2nd control Period as Annexure-I | Submitted vide Distribution True-up petition for 2nd control Period as Annexure-I
870 | Estimate to 1No HT Supply at 11KV for a | NALGONDA | 15.12.2012 | 0.021152 | Submitted vide Distribution True-up petition for 2nd control Period as Annexure-I | Submitted vide Distribution True-up petition for 2nd control Period as Annexure-I
871 | E/s to 1No HT CTPT Meter Convert to LTCT | NALGONDA | 20.12.2012 | 0.00065563 | Submitted vide Distribution True-up petition for 2nd control Period as Annexure-I | Submitted vide Distribution True-up petition for 2nd control Period as Annexure-I
872 | E/s.to1KWNDloadtoSri.M.BalarajuatTheeded | NALGONDA | 11.12.2012 | 0.002849 | Submitted vide Distribution True-up petition for 2nd control Period as Annexure-I | Submitted vide Distribution True-up petition for 2nd control Period as Annexure-I
873 | DedifeederM/S.K.R.Polymers(p)LtdGundramp | NALGONDA | 25.03.2017 | 0.058128 | Submitted vide Distribution True-up petition for 2nd control Period as Annexure-I | Submitted vide Distribution True-up petition for 2nd control Period as Annexure-I
874 | E/s.Sri.C.Lingaiah&3Nos.atUdthalapallCDR | NALGONDA | 06.10.2012 | 0.015289 | Submitted vide Distribution True-up petition for 2nd control Period as Annexure-I | Submitted vide Distribution True-up petition for 2nd control Period as Annexure-I
875 | 10 KW Non-Dom load to P.V.V.S.N.Murthy | NALGONDA | 11.07.2012 | 0.0037065 | Submitted vide Distribution True-up petition for 2nd control Period as Annexure-I | Submitted vide Distribution True-up petition for 2nd control Period as Annexure-I
876 | Smt.T.Ramulamma&3Noseach5HPThoragal | NALGONDA | 16.06.2012 | 0.014039 | Submitted vide Distribution True-up petition for 2nd control Period as Annexure-I | Submitted vide Distribution True-up petition for 2nd control Period as Annexure-I
877 | Est.20Nos.St.LighPolesatJ.M.GudainKGLSe | NALGONDA | 14.06.2012 | 0.0073046 | Submitted vide Distribution True-up petition for 2nd control Period as Annexure-I | Submitted vide Distribution True-up petition for 2nd control Period as Annexure-I
878 | Extension of supply to 1No 5KW Non Dome | NALGONDA | 16.01.2013 | 0.071733 | Submitted vide Distribution True-up petition for 2nd control Period as Annexure-I | Submitted vide Distribution True-up petition for 2nd control Period as Annexure-I
879 | 2 KW Non-Doms.Load to Nakka Srisailam | NALGONDA | 06.06.2012 | 0.0032969 | Submitted vide Distribution True-up petition for 2nd control Period as Annexure-I | Submitted vide Distribution True-up petition for 2nd control Period as Annexure-I
880 | E/S to 6 Nos Street lights at Ch.Suraram | NALGONDA | 20.07.2012 | 7.1959e-05 | Submitted vide Distribution True-up petition for 2nd control Period as Annexure-I | Submitted vide Distribution True-up petition for 2nd control Period as Annexure-I
881 | Estt.forM/s.Pavithra ConstatPrakashainT1 | NALGONDA | 19.06.2012 | 0.016239 | Submitted vide Distribution True-up petition for 2nd control Period as Annexure-I | Submitted vide Distribution True-up petition for 2nd control Period as Annexure-I
882 | V.Sathish<(>&<)>others at TakaroadinMLG | NALGONDA | 10.10.2012 | 0.013078 | Submitted vide Distribution True-up petition for 2nd control Period as Annexure-I | Submitted vide Distribution True-up petition for 2nd control Period as Annexure-I
883 | Erecti.of1No.15KVAAt Gujja | NALGONDA | 27.07.2012 | 0.0032793 | Submitted vide Distribution True-up petition for 2nd control Period as Annexure-I | Submitted vide Distribution True-up petition for 2nd control Period as Annexure-I
884 | E/S to K.Kondaiah & Ch.Saidaiah SC CI we | NALGONDA | 22.11.2012 | 0.0015245 | Submitted vide Distribution True-up petition for 2nd control Period as Annexure-I | Submitted vide Distribution True-up petition for 2nd control Period as Annexure-I
885 | E/s to Rep. of 10 No's Non-Trivector met | NALGONDA | 18.12.2012 | 0.006551 | Submitted vide Distribution True-up petition for 2nd control Period as Annexure-I | Submitted vide Distribution True-up petition for 2nd control Period as Annexure-I
886 | E/s10Nos.40WSt.Lights Gundloor Gudem(V)i | NALGONDA | 04.04.2012 | 0.0075606 | Submitted vide Distribution True-up petition for 2nd control Period as Annexure-I | Submitted vide Distribution True-up petition for 2nd control Period as Annexure-I
887 | E/s 20Nos.40WSt.Lights Ch.MamidiN.PoorSe | NALGONDA | 04.04.2012 | 0.013112 | Submitted vide Distribution True-up petition for 2nd control Period as Annexure-I | Submitted vide Distribution True-up petition for 2nd control Period as Annexure-I
888 | Erecti.of 1No.15KVA DTR at Gundloorigude | NALGONDA | 16.04.2012 | 0.0084768 | Submitted vide Distribution True-up petition for 2nd control Period as Annexure-I | Submitted vide Distribution True-up petition for 2nd control Period as Annexure-I
889 | 25KVA ss.3 at Marlagaddagudem(V) Haliya | NALGONDA | 15.06.2012 | 0.012405 | Submitted vide Distribution True-up petition for 2nd control Period as Annexure-I | Submitted vide Distribution True-up petition for 2nd control Period as Annexure-I
890 | V.Jangaiah&3Noseach5HP20HPSarampet | NALGONDA | 25.05.2012 | 0.0175 | Submitted vide Distribution True-up petition for 2nd control Period as Annexure-I | Submitted vide Distribution True-up petition for 2nd control Period as Annexure-I
891 | N.Laxmaiah&2Noseach5HP15HPYGPallyMarrigu | NALGONDA | 25.05.2012 | 0.013201 | Submitted vide Distribution True-up petition for 2nd control Period as Annexure-I | Submitted vide Distribution True-up petition for 2nd control Period as Annexure-I
892 | K.Pentaiah&3Nos Othersat T.G.PlyMariguda | NALGONDA | 25.05.2012 | 0.01645 | Submitted vide Distribution True-up petition for 2nd control Period as Annexure-I | Submitted vide Distribution True-up petition for 2nd control Period as Annexure-I
893 | MullapatiBasanth&2Nos15HPD.B.PallyMarrig | NALGONDA | 13.12.2012 | 0.011705 | Submitted vide Distribution True-up petition for 2nd control Period as Annexure-I | Submitted vide Distribution True-up petition for 2nd control Period as Annexure-I
894 | JarpulaChandya&5Nos30HPKondoorMarriguda | NALGONDA | 25.05.2012 | 0.025512 | Submitted vide Distribution True-up petition for 2nd control Period as Annexure-I | Submitted vide Distribution True-up petition for 2nd control Period as Annexure-I
895 | K.Ananthreddy&2Noseach5HP15HPMarriguda | NALGONDA | 25.05.2012 | 0.013228 | Submitted vide Distribution True-up petition for 2nd control Period as Annexure-I | Submitted vide Distribution True-up petition for 2nd control Period as Annexure-I
896 | 1000KVACMDHTIRamkyInfrastructureLtdKotha | NALGONDA | 06.07.2012 | 0.059214 | Submitted vide Distribution True-up petition for 2nd control Period as Annexure-I | Submitted vide Distribution True-up petition for 2nd control Period as Annexure-I
897 | Estt.forRec.of11KVPasnoorFeederinNampall | NALGONDA | 26.11.2012 | 0.011163 | Submitted vide Distribution True-up petition for 2nd control Period as Annexure-I | Submitted vide Distribution True-up petition for 2nd control Period as Annexure-I
898 | E/s 18Nos.40WSt.Lights Kistapuram(V)MNGD | NALGONDA | 04.04.2012 | 0.011544 | Submitted vide Distribution True-up petition for 2nd control Period as Annexure-I | Submitted vide Distribution True-up petition for 2nd control Period as Annexure-I
899 | Ere.of1No.15KVADTRatDerveshpuramKGLSE | NALGONDA | 30.08.2012 | 0.010949 | Submitted vide Distribution True-up petition for 2nd control Period as Annexure-I | Submitted vide Distribution True-up petition for 2nd control Period as Annexure-I
900 | E/s to 1No 1KW Domestic load to Sri.Ani | NALGONDA | 19.05.2012 | 0.0025766 | Submitted vide Distribution True-up petition for 2nd control Period as Annexure-I | Submitted vide Distribution True-up petition for 2nd control Period as Annexure-I
901 | E/stoSmt.IslavathHajji&7Nos at T.K.pally | NALGONDA | 28.04.2012 | 0.035057 | Submitted vide Distribution True-up petition for 2nd control Period as Annexure-I | Submitted vide Distribution True-up petition for 2nd control Period as Annexure-I
902 | E/s.toCh.Raju&5Nos.atKurmaid(V)inCTPLSec | NALGONDA | 28.04.2012 | 0.024264 | Submitted vide Distribution True-up petition for 2nd control Period as Annexure-I | Submitted vide Distribution True-up petition for 2nd control Period as Annexure-I
903 | E/s to J.Chinnaramulu &2 Nos Others | NALGONDA | 18.06.2012 | 0.010689 | Submitted vide Distribution True-up petition for 2nd control Period as Annexure-I | Submitted vide Distribution True-up petition for 2nd control Period as Annexure-I
904 | Ere.of1No.25KVASS-4atDorepallyinKanagalS | NALGONDA | 18.06.2012 | 0.010983 | Submitted vide Distribution True-up petition for 2nd control Period as Annexure-I | Submitted vide Distribution True-up petition for 2nd control Period as Annexure-I
905 | HT-1 AddlM/sGayathri Rice MIll at Halia | NALGONDA | 16.10.2012 | 0.00306 | Submitted vide Distribution True-up petition for 2nd control Period as Annexure-I | Submitted vide Distribution True-up petition for 2nd control Period as Annexure-I
906 | E/s of Erection of K.Pandu&3NosOthers | NALGONDA | 21.02.2013 | 0.0088215 | Submitted vide Distribution True-up petition for 2nd control Period as Annexure-I | Submitted vide Distribution True-up petition for 2nd control Period as Annexure-I
907 | E/s to 1 No. 29.5 HP Indl. load to Sri V | NALGONDA | 30.03.2013 | 0.012749 | Submitted vide Distribution True-up petition for 2nd control Period as Annexure-I | Submitted vide Distribution True-up petition for 2nd control Period as Annexure-I
908 | E/s to 1 No. 29.5 HP Indl. Load to Sri T | NALGONDA | 01.08.2012 | 0.012434 | Submitted vide Distribution True-up petition for 2nd control Period as Annexure-I | Submitted vide Distribution True-up petition for 2nd control Period as Annexure-I
909 | E/s 19X40WSt.Lights at Rajupeta(V)in | NALGONDA | 25.06.2012 | 0.012144 | Submitted vide Distribution True-up petition for 2nd control Period as Annexure-I | Submitted vide Distribution True-up petition for 2nd control Period as Annexure-I
910 | E/s 16X40WSt.Lights at Yapalagud(V)in | NALGONDA | 25.06.2012 | 0.01161 | Submitted vide Distribution True-up petition for 2nd control Period as Annexure-I | Submitted vide Distribution True-up petition for 2nd control Period as Annexure-I
911 | E/s16Nos.40WSt.Lightsat Madgulapa(V)inTP | NALGONDA | 25.06.2012 | 0.013917 | Submitted vide Distribution True-up petition for 2nd control Period as Annexure-I | Submitted vide Distribution True-up petition for 2nd control Period as Annexure-I
912 | Est.25x40W St.LightatB.D.PallyKGLSect | NALGONDA | 30.08.2012 | 0.012464 | Submitted vide Distribution True-up petition for 2nd control Period as Annexure-I | Submitted vide Distribution True-up petition for 2nd control Period as Annexure-I
913 | Ere.of15KVADTRatG.YEdavally (V) in kng | NALGONDA | 14.08.2012 | 0.015151 | Submitted vide Distribution True-up petition for 2nd control Period as Annexure-I | Submitted vide Distribution True-up petition for 2nd control Period as Annexure-I
914 | Dhanavath Thavurya <(>&<)> 3Nos (20HP) M | NALGONDA | 26.11.2012 | 0.01781 | Submitted vide Distribution True-up petition for 2nd control Period as Annexure-I | Submitted vide Distribution True-up petition for 2nd control Period as Annexure-I
915 | LabourchargesforYarkaDurgaiah R/o P.D.Pa | NALGONDA | 24.09.2012 | 0.0038792 | Submitted vide Distribution True-up petition for 2nd control Period as Annexure-I | Submitted vide Distribution True-up petition for 2nd control Period as Annexure-I
916 | LabourchargesforDhanavathPathyaatAppalam | NALGONDA | 12.12.2012 | 0.0038859 | Submitted vide Distribution True-up petition for 2nd control Period as Annexure-I | Submitted vide Distribution True-up petition for 2nd control Period as Annexure-I
917 | HT-IAddl.CMDof170KVATOM/sANJANEYA RiceIn | NALGONDA | 20.12.2012 | 0.027689 | Submitted vide Distribution True-up petition for 2nd control Period as Annexure-I | Submitted vide Distribution True-up petition for 2nd control Period as Annexure-I
918 | Ere.of0.6KM33KVInterlineinNalgonda Rural | NALGONDA | 29.11.2012 | 0.031518 | Submitted vide Distribution True-up petition for 2nd control Period as Annexure-I | Submitted vide Distribution True-up petition for 2nd control Period as Annexure-I
919 | Ere.of1No.15KVADTRS.A.Poor in kngl | NALGONDA | 14.06.2012 | 0.0095735 | Submitted vide Distribution True-up petition for 2nd control Period as Annexure-I | Submitted vide Distribution True-up petition for 2nd control Period as Annexure-I
920 | Ere.of1No.15KVADTRG.Chennaram( in kngl | NALGONDA | 14.06.2012 | 0.011254 | Submitted vide Distribution True-up petition for 2nd control Period as Annexure-I | Submitted vide Distribution True-up petition for 2nd control Period as Annexure-I
921 | Ere.of1No.15KVADTRM.Gouraram(V)inKGL | NALGONDA | 30.01.2013 | 0.0068318 | Submitted vide Distribution True-up petition for 2nd control Period as Annexure-I | Submitted vide Distribution True-up petition for 2nd control Period as Annexure-I
922 | Ere.of1No.15KVADTRatCh.ChennaramKGL | NALGONDA | 15.06.2012 | 0.011254 | Submitted vide Distribution True-up petition for 2nd control Period as Annexure-I | Submitted vide Distribution True-up petition for 2nd control Period as Annexure-I
923 | Estimate for E/s to 08 Nos each 3 KW Dom | NALGONDA | 23.07.2012 | 0.010001 | Submitted vide Distribution True-up petition for 2nd control Period as Annexure-I | Submitted vide Distribution True-up petition for 2nd control Period as Annexure-I
924 | Ramannagudem: Detailed working estimate | NALGONDA | 08.05.2012 | 0.38798 | Submitted vide Distribution True-up petition for 2nd control Period as Annexure-I | Submitted vide Distribution True-up petition for 2nd control Period as Annexure-I
925 | E/s. to Sri.N.Venkatesham&2Nos.atPittala | NALGONDA | 15.06.2012 | 0.010007 | Submitted vide Distribution True-up petition for 2nd control Period as Annexure-I | Submitted vide Distribution True-up petition for 2nd control Period as Annexure-I
926 | E/stosri.m.Lingaiah&2Nosothersatvattikod | NALGONDA | 15.06.2012 | 0.011152 | Submitted vide Distribution True-up petition for 2nd control Period as Annexure-I | Submitted vide Distribution True-up petition for 2nd control Period as Annexure-I
927 | E/s.to30Nos.40WSt.Lights DorepallyKGL | NALGONDA | 14.08.2012 | 0.018872 | Submitted vide Distribution True-up petition for 2nd control Period as Annexure-I | Submitted vide Distribution True-up petition for 2nd control Period as Annexure-I
928 | Est.11Nos.St.LighPolesatYedumotalabNKPSe | NALGONDA | 23.04.2012 | 0.0060397 | Submitted vide Distribution True-up petition for 2nd control Period as Annexure-I | Submitted vide Distribution True-up petition for 2nd control Period as Annexure-I
929 | E/s.to10Nos.40WSt.LightatT.K.GudemKGL | NALGONDA | 18.06.2012 | 0.0055898 | Submitted vide Distribution True-up petition for 2nd control Period as Annexure-I | Submitted vide Distribution True-up petition for 2nd control Period as Annexure-I
930 | E/s.to20Nos.40WSt.LightatPonugoduinKGL | NALGONDA | 18.06.2012 | 0.012883 | Submitted vide Distribution True-up petition for 2nd control Period as Annexure-I | Submitted vide Distribution True-up petition for 2nd control Period as Annexure-I
931 | Erection of15 KVA DTR at B.T.Pally (V) | NALGONDA | 10.07.2012 | 0.002475 | Submitted vide Distribution True-up petition for 2nd control Period as Annexure-I | Submitted vide Distribution True-up petition for 2nd control Period as Annexure-I
932 | E/s to 16*40w st Light at B.T.Pally (V)R | NALGONDA | 28.08.2012 | -0.00048292 | Submitted vide Distribution True-up petition for 2nd control Period as Annexure-I | Submitted vide Distribution True-up petition for 2nd control Period as Annexure-I
933 | E/s to 16*40w st Light at Bachuppala (vi | NALGONDA | 20.11.2012 | 0.005627 | Submitted vide Distribution True-up petition for 2nd control Period as Annexure-I | Submitted vide Distribution True-up petition for 2nd control Period as Annexure-I
934 | E/s16No.40WSt.Lights at Mamidala(V)inthp | NALGONDA | 15.09.2012 | 0.011324 | Submitted vide Distribution True-up petition for 2nd control Period as Annexure-I | Submitted vide Distribution True-up petition for 2nd control Period as Annexure-I
935 | E/s15No.40WSt.Lights G.yedavelly(V)inkng | NALGONDA | 14.08.2012 | 0.016535 | Submitted vide Distribution True-up petition for 2nd control Period as Annexure-I | Submitted vide Distribution True-up petition for 2nd control Period as Annexure-I
936 | Rec.of DTRs.under Various location in Na | NALGONDA | 08.06.2012 | 0.0017823 | Submitted vide Distribution True-up petition for 2nd control Period as Annexure-I | Submitted vide Distribution True-up petition for 2nd control Period as Annexure-I
937 | E/s.toSri.I.Mallesh&2Nos.atKoppleG.PoduS | NALGONDA | 13.10.2012 | 0.012553 | Submitted vide Distribution True-up petition for 2nd control Period as Annexure-I | Submitted vide Distribution True-up petition for 2nd control Period as Annexure-I
938 | E/s to 35x40WStLightsKalwakuntla(V) | NALGONDA | 04.04.2012 | 0.01852 | Submitted vide Distribution True-up petition for 2nd control Period as Annexure-I | Submitted vide Distribution True-up petition for 2nd control Period as Annexure-I
939 | HT-1 Addl M/s Divya Sree Rice Industries | NALGONDA | 16.10.2012 | 0.00306 | Submitted vide Distribution True-up petition for 2nd control Period as Annexure-I | Submitted vide Distribution True-up petition for 2nd control Period as Annexure-I
940 | E/s to 1No15KVADTR Cat-II,N/D 3KW | NALGONDA | 09.08.2012 | 0.0028122 | Submitted vide Distribution True-up petition for 2nd control Period as Annexure-I | Submitted vide Distribution True-up petition for 2nd control Period as Annexure-I
941 | E/s.toY.SathiR&2No.15HPAGLatL.K.GudemCDR | NALGONDA | 08.10.2012 | 0.0049869 | Submitted vide Distribution True-up petition for 2nd control Period as Annexure-I | Submitted vide Distribution True-up petition for 2nd control Period as Annexure-I
942 | E/s to Sri.K.Venkat Reddy & 2 Nos. other | NALGONDA | 05.06.2012 | 0.0093451 | Submitted vide Distribution True-up petition for 2nd control Period as Annexure-I | Submitted vide Distribution True-up petition for 2nd control Period as Annexure-I
943 | E/s 40 Nos.40W St.Lights Rangundla(V)in | NALGONDA | 20.07.2012 | 0.005431 | Submitted vide Distribution True-up petition for 2nd control Period as Annexure-I | Submitted vide Distribution True-up petition for 2nd control Period as Annexure-I
944 | Ere. of 15KVA at Chilkamarri Under RGGVY | NALGONDA | 08.09.2012 | 0.0053208 | Submitted vide Distribution True-up petition for 2nd control Period as Annexure-I | Submitted vide Distribution True-up petition for 2nd control Period as Annexure-I
945 | E/s.to6Nos.40WSt.LightsatChipalapallyNKP | NALGONDA | 24.04.2012 | 0.0024901 | Submitted vide Distribution True-up petition for 2nd control Period as Annexure-I | Submitted vide Distribution True-up petition for 2nd control Period as Annexure-I
946 | Ere. of 15KVA at Chandragiri Stage H/o T | NALGONDA | 08.09.2012 | 0.0056541 | Submitted vide Distribution True-up petition for 2nd control Period as Annexure-I | Submitted vide Distribution True-up petition for 2nd control Period as Annexure-I
947 | Ere. of 15KVA at Nakalpenta Thanda under | NALGONDA | 08.09.2012 | 0.0053173 | Submitted vide Distribution True-up petition for 2nd control Period as Annexure-I | Submitted vide Distribution True-up petition for 2nd control Period as Annexure-I
948 | Ere. of 15 KVA and 50 Poles at Payathand | NALGONDA | 08.09.2012 | 0.029075 | Submitted vide Distribution True-up petition for 2nd control Period as Annexure-I | Submitted vide Distribution True-up petition for 2nd control Period as Annexure-I
949 | Ere. of 15KVA DTRat Ghanpalli(V) | NALGONDA | 08.09.2012 | 0.0072209 | Submitted vide Distribution True-up petition for 2nd control Period as Annexure-I | Submitted vide Distribution True-up petition for 2nd control Period as Annexure-I
950 | Ere. of 15KVA DTRat Polgampalli(V) | NALGONDA | 08.09.2012 | 0.007176 | Submitted vide Distribution True-up petition for 2nd control Period as Annexure-I | Submitted vide Distribution True-up petition for 2nd control Period as Annexure-I
951 | Ere. of 5Nos LT poles at Chilkamarri und | NALGONDA | 08.09.2012 | 0.0022286 | Submitted vide Distribution True-up petition for 2nd control Period as Annexure-I | Submitted vide Distribution True-up petition for 2nd control Period as Annexure-I
952 | E/stoSapavath Venkatram&3NosinTeldarpall | NALGONDA | 19.02.2013 | 0.011072 | Submitted vide Distribution True-up petition for 2nd control Period as Annexure-I | Submitted vide Distribution True-up petition for 2nd control Period as Annexure-I
953 | Ere. of 12 Nos LT poles at Mangalthanda | NALGONDA | 08.09.2012 | 0.0060775 | Submitted vide Distribution True-up petition for 2nd control Period as Annexure-I | Submitted vide Distribution True-up petition for 2nd control Period as Annexure-I
954 | E/s to Nunsavth Badru&3Nos Teldarpally | NALGONDA | 18.02.2013 | 0.010969 | Submitted vide Distribution True-up petition for 2nd control Period as Annexure-I | Submitted vide Distribution True-up petition for 2nd control Period as Annexure-I
955 | E/sG.pedaLingaiah&3NosothersNeredigomma | NALGONDA | 14.10.2012 | 0.011501 | Submitted vide Distribution True-up petition for 2nd control Period as Annexure-I | Submitted vide Distribution True-up petition for 2nd control Period as Annexure-I
956 | Ere. of 20Nos LT poles at Keshamenipalli | NALGONDA | 08.09.2012 | 0.0099427 | Submitted vide Distribution True-up petition for 2nd control Period as Annexure-I | Submitted vide Distribution True-up petition for 2nd control Period as Annexure-I
957 | Ere. of 5Nos LT poles at Narlingi Thanda | NALGONDA | 08.09.2012 | 0.0022286 | Submitted vide Distribution True-up petition for 2nd control Period as Annexure-I | Submitted vide Distribution True-up petition for 2nd control Period as Annexure-I
958 | E/sof15NosStreetlightsinKarnatipally,Dvk | NALGONDA | 29.05.2012 | 0.0083029 | Submitted vide Distribution True-up petition for 2nd control Period as Annexure-I | Submitted vide Distribution True-up petition for 2nd control Period as Annexure-I
959 | E/sof10NosStreetlightsin,Lalsingh(T)DVK. | NALGONDA | 09.12.2012 | 0.0054526 | Submitted vide Distribution True-up petition for 2nd control Period as Annexure-I | Submitted vide Distribution True-up petition for 2nd control Period as Annexure-I
960 | E/sof12NosStreetlightsin,Vankya(T)DVK. | NALGONDA | 09.12.2012 | 0.0061769 | Submitted vide Distribution True-up petition for 2nd control Period as Annexure-I | Submitted vide Distribution True-up petition for 2nd control Period as Annexure-I
961 | Ere. of 15Nos LT poles at Chandrainagar | NALGONDA | 08.09.2012 | 0.0078873 | Submitted vide Distribution True-up petition for 2nd control Period as Annexure-I | Submitted vide Distribution True-up petition for 2nd control Period as Annexure-I
962 | E/sof15NosStreetlightsinLingabai(v)DVK. | NALGONDA | 08.12.2012 | 0.0083258 | Submitted vide Distribution True-up petition for 2nd control Period as Annexure-I | Submitted vide Distribution True-up petition for 2nd control Period as Annexure-I
963 | Ere.of1NoS-ph15KvaDtrat Singyathandainde | NALGONDA | 31.05.2012 | 0.010775 | Submitted vide Distribution True-up petition for 2nd control Period as Annexure-I | Submitted vide Distribution True-up petition for 2nd control Period as Annexure-I
964 | Ere.of1NoS-ph15KvaDtrat Ramgundlathanda | NALGONDA | 31.05.2012 | 0.0093488 | Submitted vide Distribution True-up petition for 2nd control Period as Annexure-I | Submitted vide Distribution True-up petition for 2nd control Period as Annexure-I
965 | E/s to 9Nos. Hajiya (T) Thowklapoor (V) | NALGONDA | 26.10.2012 | 0.0095825 | Submitted vide Distribution True-up petition for 2nd control Period as Annexure-I | Submitted vide Distribution True-up petition for 2nd control Period as Annexure-I
966 | E/s to 9Nos. Singarajpally SC colony in | NALGONDA | 26.10.2012 | 0.0095329 | Submitted vide Distribution True-up petition for 2nd control Period as Annexure-I | Submitted vide Distribution True-up petition for 2nd control Period as Annexure-I
967 | E/sof10NosStreetlightsinKacharam,DVK. | NALGONDA | 29.05.2012 | 0.0054447 | Submitted vide Distribution True-up petition for 2nd control Period as Annexure-I | Submitted vide Distribution True-up petition for 2nd control Period as Annexure-I
968 | Ere.of15NosLTpolesatIddampallydevarakond | NALGONDA | 31.05.2012 | 0.0084781 | Submitted vide Distribution True-up petition for 2nd control Period as Annexure-I | Submitted vide Distribution True-up petition for 2nd control Period as Annexure-I
969 | Ere.of15NosLT polesat Pendlipakala under | NALGONDA | 09.12.2012 | 0.0082044 | Submitted vide Distribution True-up petition for 2nd control Period as Annexure-I | Submitted vide Distribution True-up petition for 2nd control Period as Annexure-I
970 | Ere15KvaDTRatGanyanaik(T)underRGGYinDVk | NALGONDA | 08.12.2012 | 0.0056657 | Submitted vide Distribution True-up petition for 2nd control Period as Annexure-I | Submitted vide Distribution True-up petition for 2nd control Period as Annexure-I
971 | Ere15KvaDTRatYepur(T)underRGGY,inDVK. | NALGONDA | 09.12.2012 | 0.0056614 | Submitted vide Distribution True-up petition for 2nd control Period as Annexure-I | Submitted vide Distribution True-up petition for 2nd control Period as Annexure-I
972 | E/s.toSri.B.Nagesh and 2 no's KoppleG.Po | NALGONDA | 15.06.2012 | 0.013359 | Submitted vide Distribution True-up petition for 2nd control Period as Annexure-I | Submitted vide Distribution True-up petition for 2nd control Period as Annexure-I
973 | E/s.5HPLoadtoM/s.SwthaIndustryatKopple | NALGONDA | 03.06.2012 | 0.0026769 | Submitted vide Distribution True-up petition for 2nd control Period as Annexure-I | Submitted vide Distribution True-up petition for 2nd control Period as Annexure-I
974 | A.Shekar&2Nos.otherseach5HP15HPUmmapur | NALGONDA | 27.06.2012 | 0.01057 | Submitted vide Distribution True-up petition for 2nd control Period as Annexure-I | Submitted vide Distribution True-up petition for 2nd control Period as Annexure-I
975 | E/s to 4Nos.40W St.lights at Anjanpally | NALGONDA | 28.09.2012 | 0.0056662 | Submitted vide Distribution True-up petition for 2nd control Period as Annexure-I | Submitted vide Distribution True-up petition for 2nd control Period as Annexure-I
976 | Ere.of1No.15KVADTRatNerellapally(V)NMPL | NALGONDA | 27.10.2012 | 0.0078923 | Submitted vide Distribution True-up petition for 2nd control Period as Annexure-I | Submitted vide Distribution True-up petition for 2nd control Period as Annexure-I
977 | Erection of 1 No 63KVA at Alwala(V) | NALGONDA | 14.06.2012 | 0.018623 | Submitted vide Distribution True-up petition for 2nd control Period as Annexure-I | Submitted vide Distribution True-up petition for 2nd control Period as Annexure-I
978 | E/s to 1x63KVA DTR at Ramadugu(V) in | NALGONDA | 11.06.2012 | 0.014671 | Submitted vide Distribution True-up petition for 2nd control Period as Annexure-I | Submitted vide Distribution True-up petition for 2nd control Period as Annexure-I
979 | Ere.of15NosLTpolesatk.M.PahadunderRGGVY | NALGONDA | 31.05.2012 | 0.0090096 | Submitted vide Distribution True-up petition for 2nd control Period as Annexure-I | Submitted vide Distribution True-up petition for 2nd control Period as Annexure-I
980 | Ere.of1No.25KVADTRatGouraram(V)NMPL | NALGONDA | 27.10.2012 | 0.0051688 | Submitted vide Distribution True-up petition for 2nd control Period as Annexure-I | Submitted vide Distribution True-up petition for 2nd control Period as Annexure-I
981 | Ere.of1No.15KVADTRatDamera(V) in Nampall | NALGONDA | 27.10.2012 | 0.0044881 | Submitted vide Distribution True-up petition for 2nd control Period as Annexure-I | Submitted vide Distribution True-up petition for 2nd control Period as Annexure-I
982 | Ere.of1No.25KVADTRatT.P.Gouraram(V)NMPL | NALGONDA | 27.10.2012 | 0.0056425 | Submitted vide Distribution True-up petition for 2nd control Period as Annexure-I | Submitted vide Distribution True-up petition for 2nd control Period as Annexure-I
983 | Ere.of1No.15KVADTRatSCColonyS.LingotamNM | NALGONDA | 27.10.2012 | 0.0033942 | Submitted vide Distribution True-up petition for 2nd control Period as Annexure-I | Submitted vide Distribution True-up petition for 2nd control Period as Annexure-I
984 | Dhanavath Balu&3Nos(20HP)at Matoor (V) | NALGONDA | 27.09.2012 | 0.01675 | Submitted vide Distribution True-up petition for 2nd control Period as Annexure-I | Submitted vide Distribution True-up petition for 2nd control Period as Annexure-I
985 | RGGVYSt.Lights&DTRs M.R.Pally(V) | NALGONDA | 28.10.2012 | 0.019687 | Submitted vide Distribution True-up petition for 2nd control Period as Annexure-I | Submitted vide Distribution True-up petition for 2nd control Period as Annexure-I
986 | DhanavathRavinder & 3Nos(20HP)Seethya (T | NALGONDA | 27.09.2012 | 0.017116 | Submitted vide Distribution True-up petition for 2nd control Period as Annexure-I | Submitted vide Distribution True-up petition for 2nd control Period as Annexure-I
987 | DhanavathBalu&3Nos.(20HP)Badaigadda (V) | NALGONDA | 27.09.2012 | 0.017542 | Submitted vide Distribution True-up petition for 2nd control Period as Annexure-I | Submitted vide Distribution True-up petition for 2nd control Period as Annexure-I
988 | E/sto14Nos.each40WStreet LightsatMudigon | NALGONDA | 09.12.2012 | 0.0087666 | Submitted vide Distribution True-up petition for 2nd control Period as Annexure-I | Submitted vide Distribution True-up petition for 2nd control Period as Annexure-I
989 | Ere.of15NosLTpolesat Doniyala under RGGV | NALGONDA | 31.05.2012 | 0.0066995 | Submitted vide Distribution True-up petition for 2nd control Period as Annexure-I | Submitted vide Distribution True-up petition for 2nd control Period as Annexure-I
990 | E/sto14Nos.each40WStreet Lightsatjillapa | NALGONDA | 09.12.2012 | 0.0085054 | Submitted vide Distribution True-up petition for 2nd control Period as Annexure-I | Submitted vide Distribution True-up petition for 2nd control Period as Annexure-I
991 | RGGVYDTRs& LInes in Lenkalapally(V) | NALGONDA | 25.04.2012 | 0.0071048 | Submitted vide Distribution True-up petition for 2nd control Period as Annexure-I | Submitted vide Distribution True-up petition for 2nd control Period as Annexure-I
992 | Ere15KvaDTRatChintaChetuthand under Rggy | NALGONDA | 31.05.2012 | 0.0066656 | Submitted vide Distribution True-up petition for 2nd control Period as Annexure-I | Submitted vide Distribution True-up petition for 2nd control Period as Annexure-I
993 | E/ssupplyto12Noseach40wS.lightsatkothaba | NALGONDA | 31.08.2012 | 0.011993 | Submitted vide Distribution True-up petition for 2nd control Period as Annexure-I | Submitted vide Distribution True-up petition for 2nd control Period as Annexure-I
994 | Ere.of1No.15KVADTRatMailapurinGurrampode | NALGONDA | 21.05.2012 | 0.0085773 | Submitted vide Distribution True-up petition for 2nd control Period as Annexure-I | Submitted vide Distribution True-up petition for 2nd control Period as Annexure-I
995 | 12Nos.St.ligh Prakashnagar (Ganeshnagar) | NALGONDA | 24.07.2012 | 0.0092524 | Submitted vide Distribution True-up petition for 2nd control Period as Annexure-I | Submitted vide Distribution True-up petition for 2nd control Period as Annexure-I
996 | Ere.of1No.15KVADTRatJunthalainGurrampode | NALGONDA | 21.05.2012 | 0.014457 | Submitted vide Distribution True-up petition for 2nd control Period as Annexure-I | Submitted vide Distribution True-up petition for 2nd control Period as Annexure-I
997 | 12Nos.St.ligh Prakashnagar (Ganeshnagar) | NALGONDA | 20.07.2012 | 0.0092143 | Submitted vide Distribution True-up petition for 2nd control Period as Annexure-I | Submitted vide Distribution True-up petition for 2nd control Period as Annexure-I
998 | E/sof10NosStreetlightsinSingya(t)DVK. | NALGONDA | 29.05.2012 | 0.0063619 | Submitted vide Distribution True-up petition for 2nd control Period as Annexure-I | Submitted vide Distribution True-up petition for 2nd control Period as Annexure-I
999 | E/s.to22Nos.40WSt.Ligh.atLD.GudematG.Pod | NALGONDA | 21.05.2012 | 0.014527 | Submitted vide Distribution True-up petition for 2nd control Period as Annexure-I | Submitted vide Distribution True-up petition for 2nd control Period as Annexure-I
1000 | Ere.of1No.15KVADTRatKoppleinGurrampode | NALGONDA | 21.05.2012 | 0.01793 | Submitted vide Distribution True-up petition for 2nd control Period as Annexure-I | Submitted vide Distribution True-up petition for 2nd control Period as Annexure-I
1001 | Ere.of1No.15KVADTRatB.R.GudematKoppG.Pod | NALGONDA | 21.05.2012 | 0.012659 | Submitted vide Distribution True-up petition for 2nd control Period as Annexure-I | Submitted vide Distribution True-up petition for 2nd control Period as Annexure-I
1002 | RGGVYDTRs& LInes in Ramireddypally(V) | NALGONDA | 19.07.2012 | 0.004543 | Submitted vide Distribution True-up petition for 2nd control Period as Annexure-I | Submitted vide Distribution True-up petition for 2nd control Period as Annexure-I
1003 | 12Nos40wat Bapujinagar, MLG-II RGGVY | NALGONDA | 20.07.2012 | 0.0092143 | Submitted vide Distribution True-up petition for 2nd control Period as Annexure-I | Submitted vide Distribution True-up petition for 2nd control Period as Annexure-I
1004 | Ere.of1No.15KVADTRatShakajiinGurrampode | NALGONDA | 07.10.2012 | 0.0060948 | Submitted vide Distribution True-up petition for 2nd control Period as Annexure-I | Submitted vide Distribution True-up petition for 2nd control Period as Annexure-I
1005 | Ere.of1No.15KVADTRatChamlaidinGurrampode | NALGONDA | 21.05.2012 | 0.015786 | Submitted vide Distribution True-up petition for 2nd control Period as Annexure-I | Submitted vide Distribution True-up petition for 2nd control Period as Annexure-I
1006 | E/s.to14Nos.40WSt.Ligh.atKacaharaatG.Pod | NALGONDA | 06.09.2012 | 0.010883 | Submitted vide Distribution True-up petition for 2nd control Period as Annexure-I | Submitted vide Distribution True-up petition for 2nd control Period as Annexure-I
1007 | RGGVYDTRs& LInes in Thirugandlapally(V)R | NALGONDA | 19.07.2012 | 0.0045753 | Submitted vide Distribution True-up petition for 2nd control Period as Annexure-I | Submitted vide Distribution True-up petition for 2nd control Period as Annexure-I
1008 | RGGVYSt.Lights&DTRs Kammagudem | NALGONDA | 24.07.2012 | 0.0048227 | Submitted vide Distribution True-up petition for 2nd control Period as Annexure-I | Submitted vide Distribution True-up petition for 2nd control Period as Annexure-I
1009 | E/s to 13 Nos 40watts each addl street l | NALGONDA | 22.05.2012 | 0.0083406 | Submitted vide Distribution True-up petition for 2nd control Period as Annexure-I | Submitted vide Distribution True-up petition for 2nd control Period as Annexure-I
1010 | RGGVYSt.Lights Anthampet(V)MarrigudaM | NALGONDA | 16.07.2012 | 0.0070694 | Submitted vide Distribution True-up petition for 2nd control Period as Annexure-I | Submitted vide Distribution True-up petition for 2nd control Period as Annexure-I
1011 | Revi Malothu.Mangya&04 NosatSamya(T)H/o. | NALGONDA | 03.08.2012 | 0.021107 | Submitted vide Distribution True-up petition for 2nd control Period as Annexure-I | Submitted vide Distribution True-up petition for 2nd control Period as Annexure-I
1012 | Ere.of1No.15KVADTRatY.R.Gudem(V)inTPTSe | NALGONDA | 12.06.2012 | 0.012971 | Submitted vide Distribution True-up petition for 2nd control Period as Annexure-I | Submitted vide Distribution True-up petition for 2nd control Period as Annexure-I
1013 | Ere.of2Nos.15KVADTRsatJ.GGudem(V)TPT | NALGONDA | 29.06.2012 | 0.0099777 | Submitted vide Distribution True-up petition for 2nd control Period as Annexure-I | Submitted vide Distribution True-up petition for 2nd control Period as Annexure-I
1014 | Ere.of1No.15KVADTRatChervupallyinTPTSec | NALGONDA | 12.06.2012 | 0.0083268 | Submitted vide Distribution True-up petition for 2nd control Period as Annexure-I | Submitted vide Distribution True-up petition for 2nd control Period as Annexure-I
1015 | Ere.of1No.15KVADTRatChervupallyinTPT | NALGONDA | 12.06.2012 | 0.0062608 | Submitted vide Distribution True-up petition for 2nd control Period as Annexure-I | Submitted vide Distribution True-up petition for 2nd control Period as Annexure-I
1016 | E/s.to10Nos.40WSt.Light.LoadatIndugulaTP | NALGONDA | 12.06.2012 | 0.0071086 | Submitted vide Distribution True-up petition for 2nd control Period as Annexure-I | Submitted vide Distribution True-up petition for 2nd control Period as Annexure-I
1017 | E/s.to8Nos.40W.St.LigtLoatSarvaraminTPT | NALGONDA | 12.06.2012 | 0.0061046 | Submitted vide Distribution True-up petition for 2nd control Period as Annexure-I | Submitted vide Distribution True-up petition for 2nd control Period as Annexure-I
1018 | Ere.of2Nos.15KVADTRsatRajupeta(V)TPT | NALGONDA | 27.08.2012 | 0.0095304 | Submitted vide Distribution True-up petition for 2nd control Period as Annexure-I | Submitted vide Distribution True-up petition for 2nd control Period as Annexure-I
1019 | Ere.of2Nos.15KVADTRsatRajupeta(V)TPT | NALGONDA | 09.08.2012 | 0.01081 | Submitted vide Distribution True-up petition for 2nd control Period as Annexure-I | Submitted vide Distribution True-up petition for 2nd control Period as Annexure-I
1020 | Ere.of1No.15KVADTRatJ.R.Guda(V)inTPTSect | NALGONDA | 09.08.2012 | 0.01266 | Submitted vide Distribution True-up petition for 2nd control Period as Annexure-I | Submitted vide Distribution True-up petition for 2nd control Period as Annexure-I
1021 | E/s.to20Nos.40WSt.LighatMAmidalainTPT | NALGONDA | 14.06.2012 | 0.013305 | Submitted vide Distribution True-up petition for 2nd control Period as Annexure-I | Submitted vide Distribution True-up petition for 2nd control Period as Annexure-I
1022 | Est.14Nos.St.LighPolesatTenepallyG.PoduS | NALGONDA | 07.09.2012 | 0.013156 | Submitted vide Distribution True-up petition for 2nd control Period as Annexure-I | Submitted vide Distribution True-up petition for 2nd control Period as Annexure-I
1023 | 70NoBPLServicesexistingScsChinthapallyM | NALGONDA | 07.06.2012 | 0.013156 | Submitted vide Distribution True-up petition for 2nd control Period as Annexure-I | Submitted vide Distribution True-up petition for 2nd control Period as Annexure-I
1024 | 70NoBPLServicesexistingScsChinthapallyM | NALGONDA | 11.12.2012 | 0.0023514 | Submitted vide Distribution True-up petition for 2nd control Period as Annexure-I | Submitted vide Distribution True-up petition for 2nd control Period as Annexure-I
1025 | 70NoBPLServicesexistingScsChinthapallyM | NALGONDA | 11.12.2012 | 0.013156 | Submitted vide Distribution True-up petition for 2nd control Period as Annexure-I | Submitted vide Distribution True-up petition for 2nd control Period as Annexure-I
1026 | 70NoBPLServicesexistingScsMarrigudaM | NALGONDA | 27.07.2012 | 0.013156 | Submitted vide Distribution True-up petition for 2nd control Period as Annexure-I | Submitted vide Distribution True-up petition for 2nd control Period as Annexure-I
1027 | 70NoBPLServicesexistingScsMarrigudaM | NALGONDA | 27.07.2012 | 0.013156 | Submitted vide Distribution True-up petition for 2nd control Period as Annexure-I | Submitted vide Distribution True-up petition for 2nd control Period as Annexure-I
1028 | E/sV.Bixmaiah&3 Nosothers at Pogilla vil | NALGONDA | 14.10.2012 | 0.016629 | Submitted vide Distribution True-up petition for 2nd control Period as Annexure-I | Submitted vide Distribution True-up petition for 2nd control Period as Annexure-I
1029 | E/s to sri B.Mallaiah&3NosinRekulavalaya | NALGONDA | 21.02.2013 | 0.016759 | Submitted vide Distribution True-up petition for 2nd control Period as Annexure-I | Submitted vide Distribution True-up petition for 2nd control Period as Annexure-I
1030 | 70NoBPLServicesexistingScsMarrigudaM | NALGONDA | 27.07.2012 | 0.013156 | Submitted vide Distribution True-up petition for 2nd control Period as Annexure-I | Submitted vide Distribution True-up petition for 2nd control Period as Annexure-I
1031 | 70NoBPLServicesexistingScsChinthapallyM | NALGONDA | 11.12.2012 | 0.013156 | Submitted vide Distribution True-up petition for 2nd control Period as Annexure-I | Submitted vide Distribution True-up petition for 2nd control Period as Annexure-I
1032 | 70NoBPLServicesexistingScsMarrigudaM | NALGONDA | 27.07.2012 | 0.013156 | Submitted vide Distribution True-up petition for 2nd control Period as Annexure-I | Submitted vide Distribution True-up petition for 2nd control Period as Annexure-I
1033 | 70NoBPLServicesexistingScsGurrampodeM | NALGONDA | 27.04.2012 | 0.013156 | Submitted vide Distribution True-up petition for 2nd control Period as Annexure-I | Submitted vide Distribution True-up petition for 2nd control Period as Annexure-I
1034 | 70NoBPLServicesexistingScsGurrampodeM | NALGONDA | 27.04.2012 | 0.013156 | Submitted vide Distribution True-up petition for 2nd control Period as Annexure-I | Submitted vide Distribution True-up petition for 2nd control Period as Annexure-I
1035 | 70NoBPLServicesexistingScsGurrampodeM | NALGONDA | 27.04.2012 | 0.013156 | Submitted vide Distribution True-up petition for 2nd control Period as Annexure-I | Submitted vide Distribution True-up petition for 2nd control Period as Annexure-I
1036 | 70NoBPLServicesexistingScsGurrampodeM | NALGONDA | 27.04.2012 | 0.013156 | Submitted vide Distribution True-up petition for 2nd control Period as Annexure-I | Submitted vide Distribution True-up petition for 2nd control Period as Annexure-I
1037 | E/s 20Nos.40WSt.Lights Pagidimarri(V)in | NALGONDA | 14.08.2012 | 0.018041 | Submitted vide Distribution True-up petition for 2nd control Period as Annexure-I | Submitted vide Distribution True-up petition for 2nd control Period as Annexure-I
1038 | E/s.to1No 56 KW NDL to M/s Mytas Meil KB | NALGONDA | 28.05.2012 | 0.025564 | Submitted vide Distribution True-up petition for 2nd control Period as Annexure-I | Submitted vide Distribution True-up petition for 2nd control Period as Annexure-I
1039 | 11KVVCBChitriyalaFeederChandampetSS | NALGONDA | 29.06.2012 | 0.035851 | Submitted vide Distribution True-up petition for 2nd control Period as Annexure-I | Submitted vide Distribution True-up petition for 2nd control Period as Annexure-I
1040 | Er.15NosAddl.StLightsatGudipally(V) | NALGONDA | 31.08.2012 | 0.0094441 | Submitted vide Distribution True-up petition for 2nd control Period as Annexure-I | Submitted vide Distribution True-up petition for 2nd control Period as Annexure-I
1041 | Ere. of 2X15KVA DTRat Gudipally(V) | NALGONDA | 31.08.2012 | 0.012454 | Submitted vide Distribution True-up petition for 2nd control Period as Annexure-I | Submitted vide Distribution True-up petition for 2nd control Period as Annexure-I
1042 | Er.30NosAddl.StLightsatP.A.Palli(M) | NALGONDA | 31.08.2012 | 0.027184 | Submitted vide Distribution True-up petition for 2nd control Period as Annexure-I | Submitted vide Distribution True-up petition for 2nd control Period as Annexure-I
1043 | Ereof E.Venkataiah&3NosGottimukkala | NALGONDA | 20.10.2012 | 0.012949 | Submitted vide Distribution True-up petition for 2nd control Period as Annexure-I | Submitted vide Distribution True-up petition for 2nd control Period as Annexure-I
1044 | Ereof T.kankachary&2Nosin.Thatikole,, | NALGONDA | 16.10.2012 | 0.0093402 | Submitted vide Distribution True-up petition for 2nd control Period as Annexure-I | Submitted vide Distribution True-up petition for 2nd control Period as Annexure-I
1045 | E/stoA.srinivas&2Nosinthatikole | NALGONDA | 16.10.2012 | 0.010077 | Submitted vide Distribution True-up petition for 2nd control Period as Annexure-I | Submitted vide Distribution True-up petition for 2nd control Period as Annexure-I
1046 | Ereof N.Balamma&2Nosin.Thurupally | NALGONDA | 19.10.2012 | 0.009866 | Submitted vide Distribution True-up petition for 2nd control Period as Annexure-I | Submitted vide Distribution True-up petition for 2nd control Period as Annexure-I
1047 | HTCat-II,KamineniSteel<(>&<)>PowerIndiaP | NALGONDA | 29.05.2012 | 0.047003 | Submitted vide Distribution True-up petition for 2nd control Period as Annexure-I | Submitted vide Distribution True-up petition for 2nd control Period as Annexure-I
1048 | R.Sheshaiah&3Nos.(20HP)AnjanpallyTripura | NALGONDA | 06.12.2012 | 0.013071 | Submitted vide Distribution True-up petition for 2nd control Period as Annexure-I | Submitted vide Distribution True-up petition for 2nd control Period as Annexure-I
1049 | Revised74HPSVGEPSProducts(P)LtdAregudem | NALGONDA | 15.06.2012 | 0.026231 | Submitted vide Distribution True-up petition for 2nd control Period as Annexure-I | Submitted vide Distribution True-up petition for 2nd control Period as Annexure-I
1050 | Est.10Nos.St.LighPolesatPalvaiG.PoduS | NALGONDA | 07.10.2012 | 0.010508 | Submitted vide Distribution True-up petition for 2nd control Period as Annexure-I | Submitted vide Distribution True-up petition for 2nd control Period as Annexure-I
1051 | Ere.of1No.15KVASS-45atPochampallyG.Podu | NALGONDA | 06.09.2012 | 0.013926 | Submitted vide Distribution True-up petition for 2nd control Period as Annexure-I | Submitted vide Distribution True-up petition for 2nd control Period as Annexure-I
1052 | Est.10Nos.St.LighPolesatKalwapallG.PoduS | NALGONDA | 06.09.2012 | 0.010317 | Submitted vide Distribution True-up petition for 2nd control Period as Annexure-I | Submitted vide Distribution True-up petition for 2nd control Period as Annexure-I
1053 | Est.23Nos.St.LighPolesatJinnaiChinthaG.P | NALGONDA | 25.11.2012 | 0.011135 | Submitted vide Distribution True-up petition for 2nd control Period as Annexure-I | Submitted vide Distribution True-up petition for 2nd control Period as Annexure-I
1054 | Revd. E/s to Sri L.Bala , 15 HP, Watchya | NALGONDA | 12.06.2012 | 0.012665 | Submitted vide Distribution True-up petition for 2nd control Period as Annexure-I | Submitted vide Distribution True-up petition for 2nd control Period as Annexure-I
1055 | Revd. E/s to Sri K.Laxma Reddy S/o. Nars | NALGONDA | 12.06.2012 | 0.013459 | Submitted vide Distribution True-up petition for 2nd control Period as Annexure-I | Submitted vide Distribution True-up petition for 2nd control Period as Annexure-I
1056 | Revd. E/s to Sri L.Bojya , 15 HP, Bollig | NALGONDA | 11.06.2012 | 0.0096674 | Submitted vide Distribution True-up petition for 2nd control Period as Annexure-I | Submitted vide Distribution True-up petition for 2nd control Period as Annexure-I
1057 | RevizMalothu.Bhadramma&02 Nos at D V Gud | NALGONDA | 23.05.2012 | 0.012907 | Submitted vide Distribution True-up petition for 2nd control Period as Annexure-I | Submitted vide Distribution True-up petition for 2nd control Period as Annexure-I
1058 | E/s to Replacement of 150Nos Meter at N | NALGONDA | 11.06.2012 | 0.019685 | Submitted vide Distribution True-up petition for 2nd control Period as Annexure-I | Submitted vide Distribution True-up petition for 2nd control Period as Annexure-I
1059 | E/s to Replacement of 150No Meters at N | NALGONDA | 11.06.2012 | 0.019685 | Submitted vide Distribution True-up petition for 2nd control Period as Annexure-I | Submitted vide Distribution True-up petition for 2nd control Period as Annexure-I
1060 | E/s.toSri.S.Vasavi&2Nos.atKoppleinG.Pod | NALGONDA | 02.06.2012 | 0.0094366 | Submitted vide Distribution True-up petition for 2nd control Period as Annexure-I | Submitted vide Distribution True-up petition for 2nd control Period as Annexure-I
1061 | E/s to 1 No 74HP Indl load to M/s Mahave | NALGONDA | 15.06.2012 | 0.025348 | Submitted vide Distribution True-up petition for 2nd control Period as Annexure-I | Submitted vide Distribution True-up petition for 2nd control Period as Annexure-I
1062 | Ragam Venkataiah&2Nos(15HP)Lingampally ( | NALGONDA | 30.11.2012 | 0.011527 | Submitted vide Distribution True-up petition for 2nd control Period as Annexure-I | Submitted vide Distribution True-up petition for 2nd control Period as Annexure-I
1063 | Palthy Hanuma&2Nos(15HP) Palthy (T) | NALGONDA | 30.11.2012 | 0.012047 | Submitted vide Distribution True-up petition for 2nd control Period as Annexure-I | Submitted vide Distribution True-up petition for 2nd control Period as Annexure-I
1064 | Nenavath Thavurya&2Nos(15HP)Palthi (T) | NALGONDA | 30.11.2012 | 0.012033 | Submitted vide Distribution True-up petition for 2nd control Period as Annexure-I | Submitted vide Distribution True-up petition for 2nd control Period as Annexure-I
1065 | E/s to P.Sathi Reddy & 2Nos at Kalvala | NALGONDA | 04.04.2012 | 0.012849 | Submitted vide Distribution True-up petition for 2nd control Period as Annexure-I | Submitted vide Distribution True-up petition for 2nd control Period as Annexure-I
1066 | E/s to B.Andalu w/o.B.Yadagiri Reddy & 2 | NALGONDA | 04.04.2012 | 0.012238 | Submitted vide Distribution True-up petition for 2nd control Period as Annexure-I | Submitted vide Distribution True-up petition for 2nd control Period as Annexure-I
1067 | E/s.toB.Ramulu&1No.10HPAGLatAngadipetCDR | NALGONDA | 08.10.2012 | 0.0030685 | Submitted vide Distribution True-up petition for 2nd control Period as Annexure-I | Submitted vide Distribution True-up petition for 2nd control Period as Annexure-I
1068 | E/s.toK.Anjaia&2No.15HPAGLatGundrepalCDR | NALGONDA | 08.10.2012 | 0.0049964 | Submitted vide Distribution True-up petition for 2nd control Period as Annexure-I | Submitted vide Distribution True-up petition for 2nd control Period as Annexure-I
1069 | E/s to Replacement of 150Nos Meter at N | NALGONDA | 11.06.2012 | 0.019685 | Submitted vide Distribution True-up petition for 2nd control Period as Annexure-I | Submitted vide Distribution True-up petition for 2nd control Period as Annexure-I
1070 | E/s.to2KWNDLtoDamoderReddyatChinthagudem | NALGONDA | 29.06.2012 | 0.0024414 | Submitted vide Distribution True-up petition for 2nd control Period as Annexure-I | Submitted vide Distribution True-up petition for 2nd control Period as Annexure-I
1071 | Revd.E/s to M. SAnkar, 15 HP, Keshavapur | NALGONDA | 11.06.2012 | 0.0092805 | Submitted vide Distribution True-up petition for 2nd control Period as Annexure-I | Submitted vide Distribution True-up petition for 2nd control Period as Annexure-I
1072 | Revd. Sri P. Bala , 15 HP, Thimmapuram | NALGONDA | 11.06.2012 | 0.0098891 | Submitted vide Distribution True-up petition for 2nd control Period as Annexure-I | Submitted vide Distribution True-up petition for 2nd control Period as Annexure-I
1073 | E/s to 0.5 KW DEE SC Railway Guntur | NALGONDA | 13.07.2012 | 0.0023362 | Submitted vide Distribution True-up petition for 2nd control Period as Annexure-I | Submitted vide Distribution True-up petition for 2nd control Period as Annexure-I
1074 | E/s to Sri.Malothu Ramulu & 2 Nos. other | NALGONDA | 19.01.2013 | 0.01029 | Submitted vide Distribution True-up petition for 2nd control Period as Annexure-I | Submitted vide Distribution True-up petition for 2nd control Period as Annexure-I
1075 | E/s.to49HPIdl.LtoSrinivaRicemillat Thand | NALGONDA | 13.10.2012 | 0.0153 | Submitted vide Distribution True-up petition for 2nd control Period as Annexure-I | Submitted vide Distribution True-up petition for 2nd control Period as Annexure-I
1076 | E/s.toV.Yellaiah&2Nos.atGurrampode(V&M) | NALGONDA | 16.06.2012 | 0.012722 | Submitted vide Distribution True-up petition for 2nd control Period as Annexure-I | Submitted vide Distribution True-up petition for 2nd control Period as Annexure-I
1077 | Y.Jeevaratnamreddy&3Noseach5HP20HPSRGuda | NALGONDA | 25.05.2012 | 0.015874 | Submitted vide Distribution True-up petition for 2nd control Period as Annexure-I | Submitted vide Distribution True-up petition for 2nd control Period as Annexure-I
1078 | SriG.Pedamaraiah&3Noseach5HP20HPIndurthy | NALGONDA | 13.12.2012 | 0.013403 | Submitted vide Distribution True-up petition for 2nd control Period as Annexure-I | Submitted vide Distribution True-up petition for 2nd control Period as Annexure-I
1079 | Labourof1x25KVA at Molkapatnam(V)in | NALGONDA | 28.01.2013 | 0.0036393 | Submitted vide Distribution True-up petition for 2nd control Period as Annexure-I | Submitted vide Distribution True-up petition for 2nd control Period as Annexure-I
1080 | K.Shankaraiah&3Nos(20HP)ThimmapurHalia | NALGONDA | 20.06.2012 | 0.012296 | Submitted vide Distribution True-up petition for 2nd control Period as Annexure-I | Submitted vide Distribution True-up petition for 2nd control Period as Annexure-I
1081 | Jatavath Ramulu&5Nos(30HP)Alwala (T)Hali | NALGONDA | 06.06.2012 | 0.022109 | Submitted vide Distribution True-up petition for 2nd control Period as Annexure-I | Submitted vide Distribution True-up petition for 2nd control Period as Annexure-I
1082 | Rapolu.Bhaskar&02othersat Thimmareddygud | NALGONDA | 29.05.2012 | 0.012765 | Submitted vide Distribution True-up petition for 2nd control Period as Annexure-I | Submitted vide Distribution True-up petition for 2nd control Period as Annexure-I
1083 | Male Ravinder Reddy&2Nos(15HP)Marlagadda | NALGONDA | 05.06.2012 | 0.0094922 | Submitted vide Distribution True-up petition for 2nd control Period as Annexure-I | Submitted vide Distribution True-up petition for 2nd control Period as Annexure-I
1084 | E.Prabhakar Reddy&3Nos(20HP)Thimmapoor | NALGONDA | 14.06.2012 | 0.012264 | Submitted vide Distribution True-up petition for 2nd control Period as Annexure-I | Submitted vide Distribution True-up petition for 2nd control Period as Annexure-I
1085 | Rev.Durgaiah&3Nos(20HP)Thimmapoor (V) | NALGONDA | 19.01.2013 | 0.013395 | Submitted vide Distribution True-up petition for 2nd control Period as Annexure-I | Submitted vide Distribution True-up petition for 2nd control Period as Annexure-I
1086 | Rev.N.Istharaiah&3Nos(20HP)Ibraheempet | NALGONDA | 15.06.2012 | 0.012192 | Submitted vide Distribution True-up petition for 2nd control Period as Annexure-I | Submitted vide Distribution True-up petition for 2nd control Period as Annexure-I
1087 | Revi.E.Venkataiah&2Nos.(15HP)Thimmapoor | NALGONDA | 05.06.2012 | 0.009369 | Submitted vide Distribution True-up petition for 2nd control Period as Annexure-I | Submitted vide Distribution True-up petition for 2nd control Period as Annexure-I
1088 | Rev.P.Satyam&3Nos(20HP)Thimmapoor | NALGONDA | 05.06.2012 | 0.012116 | Submitted vide Distribution True-up petition for 2nd control Period as Annexure-I | Submitted vide Distribution True-up petition for 2nd control Period as Annexure-I
1089 | 1x63KVA SS.4 at Rajavaram(V) in Haliya | NALGONDA | 09.08.2012 | 0.014429 | Submitted vide Distribution True-up petition for 2nd control Period as Annexure-I | Submitted vide Distribution True-up petition for 2nd control Period as Annexure-I
1090 | E/s to Sri.N.Venkataiah & 3 Nos. others | NALGONDA | 11.11.2012 | 0.010841 | Submitted vide Distribution True-up petition for 2nd control Period as Annexure-I | Submitted vide Distribution True-up petition for 2nd control Period as Annexure-I
1091 | E/s to Sri.P.Venkatram Reddy & 2 Nos. ot | NALGONDA | 09.08.2012 | 0.0089139 | Submitted vide Distribution True-up petition for 2nd control Period as Annexure-I | Submitted vide Distribution True-up petition for 2nd control Period as Annexure-I
1092 | E/s to Sri.CH.Buchi Reddy & 3 Nos. other | NALGONDA | 21.05.2012 | 0.010727 | Submitted vide Distribution True-up petition for 2nd control Period as Annexure-I | Submitted vide Distribution True-up petition for 2nd control Period as Annexure-I
1093 | E/s to Sri.K.Srinivasa Rao & 2 Nos. othe | NALGONDA | 11.11.2012 | 0.0087377 | Submitted vide Distribution True-up petition for 2nd control Period as Annexure-I | Submitted vide Distribution True-up petition for 2nd control Period as Annexure-I
1094 | E/s to Sri.G.Srinivas Reddy & 2 Nos. oth | NALGONDA | 09.08.2012 | 0.0090977 | Submitted vide Distribution True-up petition for 2nd control Period as Annexure-I | Submitted vide Distribution True-up petition for 2nd control Period as Annexure-I
1095 | Ere.of1.6KmInter.LineinNalgonda Rural Se | NALGONDA | 08.06.2012 | 0.032928 | Submitted vide Distribution True-up petition for 2nd control Period as Annexure-I | Submitted vide Distribution True-up petition for 2nd control Period as Annexure-I
1096 | Chegondi Ramalingamma&2 Nos.15HP)Lingamp | NALGONDA | 01.02.2013 | 0.0088307 | Submitted vide Distribution True-up petition for 2nd control Period as Annexure-I | Submitted vide Distribution True-up petition for 2nd control Period as Annexure-I
1097 | UdthaMallamma&2Noseach5HP15HPTeeded | NALGONDA | 11.12.2012 | 0.01039 | Submitted vide Distribution True-up petition for 2nd control Period as Annexure-I | Submitted vide Distribution True-up petition for 2nd control Period as Annexure-I
1098 | E/s.toD.Vishnumurthy&3Nos.atGundlapallyN | NALGONDA | 02.07.2012 | 0.01335 | Submitted vide Distribution True-up petition for 2nd control Period as Annexure-I | Submitted vide Distribution True-up petition for 2nd control Period as Annexure-I
1099 | Sri.Vadala Chandraiah S/O Ramanarsu and | NALGONDA | 15.12.2012 | 0.010391 | Submitted vide Distribution True-up petition for 2nd control Period as Annexure-I | Submitted vide Distribution True-up petition for 2nd control Period as Annexure-I
1100 | E/s.toSri.Ch.Sathaia&3NoOthatPazzurinTPT | NALGONDA | 06.06.2012 | 0.018175 | Submitted vide Distribution True-up petition for 2nd control Period as Annexure-I | Submitted vide Distribution True-up petition for 2nd control Period as Annexure-I
1101 | E/s to Sri.D.Madhava Rao and 2Nos oth er | NALGONDA | 17.01.2013 | 0.0152 | Submitted vide Distribution True-up petition for 2nd control Period as Annexure-I | Submitted vide Distribution True-up petition for 2nd control Period as Annexure-I
1102 | Sri.M.Ashok Reddy S/o.Somi Reddy,Haliy | NALGONDA | 08.08.2012 | 0.013182 | Submitted vide Distribution True-up petition for 2nd control Period as Annexure-I | Submitted vide Distribution True-up petition for 2nd control Period as Annexure-I
1103 | E/s to 1x100KVA Addl.DTR SS.6 at Kottala | NALGONDA | 11.06.2012 | 0.014947 | Submitted vide Distribution True-up petition for 2nd control Period as Annexure-I | Submitted vide Distribution True-up petition for 2nd control Period as Annexure-I
1104 | 3X1PH.25DTR SS-6 at Yellapuram(V)Halia | NALGONDA | 15.06.2012 | 0.015122 | Submitted vide Distribution True-up petition for 2nd control Period as Annexure-I | Submitted vide Distribution True-up petition for 2nd control Period as Annexure-I
1105 | Y.SudarshanReddy Dacharam v TIPRTY | NALGONDA | 19.11.2012 | 0.015863 | Submitted vide Distribution True-up petition for 2nd control Period as Annexure-I | Submitted vide Distribution True-up petition for 2nd control Period as Annexure-I
1106 | E/s to Sri.V.Venkat Reddy & 5 Nos. other | NALGONDA | 11.11.2012 | 0.01851 | Submitted vide Distribution True-up petition for 2nd control Period as Annexure-I | Submitted vide Distribution True-up petition for 2nd control Period as Annexure-I
1107 | E/s.to3KWNDLoadtoP.PreemlathaatPallepaha | NALGONDA | 30.06.2012 | 0.0045278 | Submitted vide Distribution True-up petition for 2nd control Period as Annexure-I | Submitted vide Distribution True-up petition for 2nd control Period as Annexure-I
1108 | ERection of 1 No 25KVA Addl DTR on SS -I | NALGONDA | 27.06.2012 | 0.0071814 | Submitted vide Distribution True-up petition for 2nd control Period as Annexure-I | Submitted vide Distribution True-up petition for 2nd control Period as Annexure-I
1109 | Providing of 3Nos.S-Ph25KVADTRsRegulagad | NALGONDA | 28.12.2012 | 0.010283 | Submitted vide Distribution True-up petition for 2nd control Period as Annexure-I | Submitted vide Distribution True-up petition for 2nd control Period as Annexure-I
1110 | Erection of 1 No. 63 KVA Addl. DTR Under | NALGONDA | 13.12.2012 | 0.010255 | Submitted vide Distribution True-up petition for 2nd control Period as Annexure-I | Submitted vide Distribution True-up petition for 2nd control Period as Annexure-I
1111 | E/s Sri D.Saidulu S/o pitchaiah and ot | NALGONDA | 16.04.2012 | 0.018638 | Submitted vide Distribution True-up petition for 2nd control Period as Annexure-I | Submitted vide Distribution True-up petition for 2nd control Period as Annexure-I
1112 | E/s smt P.Kamalamma 5Hp at Kalvalapalli | NALGONDA | 20.03.2013 | 0.0014858 | Submitted vide Distribution True-up petition for 2nd control Period as Annexure-I | Submitted vide Distribution True-up petition for 2nd control Period as Annexure-I
1113 | E/s sri B.Ramulu (5HP) and other 2 nos ( | NALGONDA | 24.03.2013 | 0.015346 | Submitted vide Distribution True-up petition for 2nd control Period as Annexure-I | Submitted vide Distribution True-up petition for 2nd control Period as Annexure-I
1114 | E/s to Sri.V.Krishnaiah & 7 Nos. others | NALGONDA | 09.08.2012 | 0.021896 | Submitted vide Distribution True-up petition for 2nd control Period as Annexure-I | Submitted vide Distribution True-up petition for 2nd control Period as Annexure-I
1115 | E/stoSK.Mohinhudeen&2NosinYellapuram | NALGONDA | 09.08.2012 | 0.012073 | Submitted vide Distribution True-up petition for 2nd control Period as Annexure-I | Submitted vide Distribution True-up petition for 2nd control Period as Annexure-I
1116 | E/s to Sri.Goli China Ramulu & 2 Nos. ot | NALGONDA | 07.08.2012 | 0.0019828 | Submitted vide Distribution True-up petition for 2nd control Period as Annexure-I | Submitted vide Distribution True-up petition for 2nd control Period as Annexure-I
1117 | E/s to Sri.N.Lohith Reddy & 3 Nos. other | NALGONDA | 07.08.2012 | 0.003509 | Submitted vide Distribution True-up petition for 2nd control Period as Annexure-I | Submitted vide Distribution True-up petition for 2nd control Period as Annexure-I
1118 | E/s to Sri.V.Prathap Reddy & 2 Nos.other | NALGONDA | 07.08.2012 | 0.0019042 | Submitted vide Distribution True-up petition for 2nd control Period as Annexure-I | Submitted vide Distribution True-up petition for 2nd control Period as Annexure-I
1119 | E/sSithasarvaiah 2Nos DugyalainP.A.Pally | NALGONDA | 22.03.2013 | 0.0028736 | Submitted vide Distribution True-up petition for 2nd control Period as Annexure-I | Submitted vide Distribution True-up petition for 2nd control Period as Annexure-I
1120 | E/s to Sri.R.Janya & 5 Nos. others each | NALGONDA | 27.09.2012 | 0.017314 | Submitted vide Distribution True-up petition for 2nd control Period as Annexure-I | Submitted vide Distribution True-up petition for 2nd control Period as Annexure-I
1121 | Revd. E/s to Sri S. Venkateswarlu , 20 H | NALGONDA | 12.06.2012 | 0.010318 | Submitted vide Distribution True-up petition for 2nd control Period as Annexure-I | Submitted vide Distribution True-up petition for 2nd control Period as Annexure-I
1122 | E/s. to 5 HP RWS Load at Munugodu Secti | NALGONDA | 14.09.2012 | 0.0064273 | Submitted vide Distribution True-up petition for 2nd control Period as Annexure-I | Submitted vide Distribution True-up petition for 2nd control Period as Annexure-I
1123 | G. Malleshwari&03Nosat Goguvarigudem(V) | NALGONDA | 03.08.2012 | 0.019913 | Submitted vide Distribution True-up petition for 2nd control Period as Annexure-I | Submitted vide Distribution True-up petition for 2nd control Period as Annexure-I
1124 | Sri.P.Sreenu at Nakkalapally (V) | NALGONDA | 18.05.2012 | 0.01601 | Submitted vide Distribution True-up petition for 2nd control Period as Annexure-I | Submitted vide Distribution True-up petition for 2nd control Period as Annexure-I
1125 | E/s.to 35 KW ND Sri.K.Sathish in N T-2 | NALGONDA | 28.07.2012 | 0.014009 | Submitted vide Distribution True-up petition for 2nd control Period as Annexure-I | Submitted vide Distribution True-up petition for 2nd control Period as Annexure-I
1126 | Ere.ofLTTrive.MetersatNalgonda Town-2Sec | NALGONDA | 29.08.2012 | 0.00459 | Submitted vide Distribution True-up petition for 2nd control Period as Annexure-I | Submitted vide Distribution True-up petition for 2nd control Period as Annexure-I
1127 | Estt.for10HpIndl.LoadtoExs.Sc.No.7252NL2 | NALGONDA | 28.07.2012 | 0.00065736 | Submitted vide Distribution True-up petition for 2nd control Period as Annexure-I | Submitted vide Distribution True-up petition for 2nd control Period as Annexure-I
1128 | J.Chinajangaiah&2Noseach5HP15HPMududandl | NALGONDA | 22.03.2013 | 0.0092966 | Submitted vide Distribution True-up petition for 2nd control Period as Annexure-I | Submitted vide Distribution True-up petition for 2nd control Period as Annexure-I
1129 | Revd. E/s to Sri L.Kamili , 30 HP Agl , | NALGONDA | 26.06.2012 | 0.025058 | Submitted vide Distribution True-up petition for 2nd control Period as Annexure-I | Submitted vide Distribution True-up petition for 2nd control Period as Annexure-I
1130 | Er of1x25KVADTRonSS- at G V Gudem (V) | NALGONDA | 04.09.2012 | 0.019044 | Submitted vide Distribution True-up petition for 2nd control Period as Annexure-I | Submitted vide Distribution True-up petition for 2nd control Period as Annexure-I
1131 | RevizJulakanti.NarayanReddy&06NosatVemul | NALGONDA | 29.05.2012 | 0.018912 | Submitted vide Distribution True-up petition for 2nd control Period as Annexure-I | Submitted vide Distribution True-up petition for 2nd control Period as Annexure-I
1132 | E/s.toSri.M.UpenderRedd&5Nos.atTenepallG | NALGONDA | 14.10.2012 | 0.015907 | Submitted vide Distribution True-up petition for 2nd control Period as Annexure-I | Submitted vide Distribution True-up petition for 2nd control Period as Annexure-I
1133 | V Ram Reddy&02Nos at Pamulapad (V) | NALGONDA | 29.05.2012 | 0.013491 | Submitted vide Distribution True-up petition for 2nd control Period as Annexure-I | Submitted vide Distribution True-up petition for 2nd control Period as Annexure-I
1134 | MaramgantiRamreddy&3Nos20HPTheeded | NALGONDA | 28.04.2012 | 0.013712 | Submitted vide Distribution True-up petition for 2nd control Period as Annexure-I | Submitted vide Distribution True-up petition for 2nd control Period as Annexure-I
1135 | Erection of 1 X 63 KVA Addl. DTR under S | NALGONDA | 07.06.2012 | 0.0018382 | Submitted vide Distribution True-up petition for 2nd control Period as Annexure-I | Submitted vide Distribution True-up petition for 2nd control Period as Annexure-I
1136 | Estimate for erection of 33 KV Interlink | NALGONDA | 07.03.2013 | 0.12675 | Submitted vide Distribution True-up petition for 2nd control Period as Annexure-I | Submitted vide Distribution True-up petition for 2nd control Period as Annexure-I
1137 | E/s.to1No.10KWNDLtoBSNLCellBTSRaghavendr | NALGONDA | 24.05.2012 | 0.0097789 | Submitted vide Distribution True-up petition for 2nd control Period as Annexure-I | Submitted vide Distribution True-up petition for 2nd control Period as Annexure-I
1138 | E/s.to1No.10KWNDLtoBSNLCellBTSRamagiri | NALGONDA | 24.05.2012 | 0.011999 | Submitted vide Distribution True-up petition for 2nd control Period as Annexure-I | Submitted vide Distribution True-up petition for 2nd control Period as Annexure-I
1139 | ES for 15KW ND Load to S.Laxmi w/o Radha | NALGONDA | 21.07.2012 | 0.00065812 | Submitted vide Distribution True-up petition for 2nd control Period as Annexure-I | Submitted vide Distribution True-up petition for 2nd control Period as Annexure-I
1140 | E/stosriG.Rangaiah&2Nosofkambalapally in | NALGONDA | 14.10.2012 | 0.011966 | Submitted vide Distribution True-up petition for 2nd control Period as Annexure-I | Submitted vide Distribution True-up petition for 2nd control Period as Annexure-I
1141 | E/stosriT.Rangaiah&2NosatkambalapallyinC | NALGONDA | 07.09.2012 | 0.011946 | Submitted vide Distribution True-up petition for 2nd control Period as Annexure-I | Submitted vide Distribution True-up petition for 2nd control Period as Annexure-I
1142 | E/stosriG.Anjeneeyulu&2NosatKambalapally | NALGONDA | 07.09.2012 | 0.01196 | Submitted vide Distribution True-up petition for 2nd control Period as Annexure-I | Submitted vide Distribution True-up petition for 2nd control Period as Annexure-I
1143 | E/s to 1KW to Ch.Sadanandam T Gudem | NALGONDA | 09.07.2012 | 0.0011858 | Submitted vide Distribution True-up petition for 2nd control Period as Annexure-I | Submitted vide Distribution True-up petition for 2nd control Period as Annexure-I
1144 | E/stosriT.Sattaiah&2Nosatkamballapallyin | NALGONDA | 14.10.2012 | 0.011975 | Submitted vide Distribution True-up petition for 2nd control Period as Annexure-I | Submitted vide Distribution True-up petition for 2nd control Period as Annexure-I
1145 | E/s.toSri.B.Sudharani&2Nos.atNarayanpru( | NALGONDA | 10.01.2013 | 0.01551 | Submitted vide Distribution True-up petition for 2nd control Period as Annexure-I | Submitted vide Distribution True-up petition for 2nd control Period as Annexure-I
1146 | E/s.toSri.T.JeevanRathna&2Nos.atChillapu | NALGONDA | 10.01.2013 | 0.015628 | Submitted vide Distribution True-up petition for 2nd control Period as Annexure-I | Submitted vide Distribution True-up petition for 2nd control Period as Annexure-I
1147 | E/s.toSri.B.Anjaiah&3Nos.atPittalagudG.P | NALGONDA | 15.06.2012 | 0.012937 | Submitted vide Distribution True-up petition for 2nd control Period as Annexure-I | Submitted vide Distribution True-up petition for 2nd control Period as Annexure-I
1148 | E/s.toSri.B.Venkataia&2Nos.atKoppleG.Pod | NALGONDA | 13.08.2012 | 0.013099 | Submitted vide Distribution True-up petition for 2nd control Period as Annexure-I | Submitted vide Distribution True-up petition for 2nd control Period as Annexure-I
1149 | E/s to Sri.K.Yadagiri Reddy & 2 Nos. oth | NALGONDA | 11.11.2012 | 0.0089141 | Submitted vide Distribution True-up petition for 2nd control Period as Annexure-I | Submitted vide Distribution True-up petition for 2nd control Period as Annexure-I
1150 | E/s to Sri.R.Ramulu & 2 Nos. others each | NALGONDA | 09.08.2012 | 0.0026011 | Submitted vide Distribution True-up petition for 2nd control Period as Annexure-I | Submitted vide Distribution True-up petition for 2nd control Period as Annexure-I
1151 | E/s to Sri.T.Buchi Reddy & 3 Nos. others | NALGONDA | 09.08.2012 | 0.0102 | Submitted vide Distribution True-up petition for 2nd control Period as Annexure-I | Submitted vide Distribution True-up petition for 2nd control Period as Annexure-I
1152 | E/s to Sri.R.Tharya & 3 Nos. others each | NALGONDA | 07.08.2012 | 0.0054829 | Submitted vide Distribution True-up petition for 2nd control Period as Annexure-I | Submitted vide Distribution True-up petition for 2nd control Period as Annexure-I
1153 | E/stosriS.Yellaiah&2Nosothers in Dugyall | NALGONDA | 09.08.2012 | 0.0092435 | Submitted vide Distribution True-up petition for 2nd control Period as Annexure-I | Submitted vide Distribution True-up petition for 2nd control Period as Annexure-I
1154 | E/stosriK.Pandu&2Nosothers in Korrani(T) | NALGONDA | 17.02.2013 | 0.0034536 | Submitted vide Distribution True-up petition for 2nd control Period as Annexure-I | Submitted vide Distribution True-up petition for 2nd control Period as Annexure-I
1155 | E/s to Sri.B.Anjaiah & 5 Nos. others eac | NALGONDA | 09.08.2012 | 0.019285 | Submitted vide Distribution True-up petition for 2nd control Period as Annexure-I | Submitted vide Distribution True-up petition for 2nd control Period as Annexure-I
1156 | E/s to Smt.B.Jayamma & 2 Nos. others eac | NALGONDA | 11.11.2012 | 0.0086612 | Submitted vide Distribution True-up petition for 2nd control Period as Annexure-I | Submitted vide Distribution True-up petition for 2nd control Period as Annexure-I
1157 | E/s to G.Naga vamshi &3Nos at Dugyala | NALGONDA | 21.05.2012 | 0.010094 | Submitted vide Distribution True-up petition for 2nd control Period as Annexure-I | Submitted vide Distribution True-up petition for 2nd control Period as Annexure-I
1158 | E/S to 1 No Addl 25 KVA DTR at Chinathum | NALGONDA | 08.06.2012 | 0.012451 | Submitted vide Distribution True-up petition for 2nd control Period as Annexure-I | Submitted vide Distribution True-up petition for 2nd control Period as Annexure-I
1159 | Sri.Vatti Nasireddy & 2Nos at Thondalvai | NALGONDA | 19.05.2012 | 0.010346 | Submitted vide Distribution True-up petition for 2nd control Period as Annexure-I | Submitted vide Distribution True-up petition for 2nd control Period as Annexure-I
1160 | E/s.toSri.M.Neelamma&4Nos.atKalwalapG.Po | NALGONDA | 16.06.2012 | 0.010497 | Submitted vide Distribution True-up petition for 2nd control Period as Annexure-I | Submitted vide Distribution True-up petition for 2nd control Period as Annexure-I
1161 | E/s.toSri.N.Jayaraju&2Nos.OthersatKoppGp | NALGONDA | 16.06.2012 | 0.0095085 | Submitted vide Distribution True-up petition for 2nd control Period as Annexure-I | Submitted vide Distribution True-up petition for 2nd control Period as Annexure-I
1162 | Ereof N,Krishnaiah&3NosinVydonivampu | NALGONDA | 19.10.2012 | 0.011763 | Submitted vide Distribution True-up petition for 2nd control Period as Annexure-I | Submitted vide Distribution True-up petition for 2nd control Period as Annexure-I
1163 | Nakkagudem Lift: | NALGONDA | 22.12.2012 | 0.65406 | Submitted vide Distribution True-up petition for 2nd control Period as Annexure-I | Submitted vide Distribution True-up petition for 2nd control Period as Annexure-I
1164 | Sri.Md.Iqbal Pasha & 2 Nos at Mailaram V | NALGONDA | 16.06.2012 | 0.010722 | Submitted vide Distribution True-up petition for 2nd control Period as Annexure-I | Submitted vide Distribution True-up petition for 2nd control Period as Annexure-I
1165 | Smt.S.Vakula Rani &2 Nos at Ch.Chennaram | NALGONDA | 12.07.2012 | 0.010819 | Submitted vide Distribution True-up petition for 2nd control Period as Annexure-I | Submitted vide Distribution True-up petition for 2nd control Period as Annexure-I
1166 | Smt.Dadipelly Bharathamma atDarveshpuram | NALGONDA | 16.06.2012 | 0.0030396 | Submitted vide Distribution True-up petition for 2nd control Period as Annexure-I | Submitted vide Distribution True-up petition for 2nd control Period as Annexure-I
1167 | E/s to Sri.N.Hanumanthu and 3Nos others | NALGONDA | 20.06.2012 | 0.017291 | Submitted vide Distribution True-up petition for 2nd control Period as Annexure-I | Submitted vide Distribution True-up petition for 2nd control Period as Annexure-I
1168 | E/S to Sri.MaddelaPitchaiah S/OChennaiah | NALGONDA | 16.06.2012 | 0.014085 | Submitted vide Distribution True-up petition for 2nd control Period as Annexure-I | Submitted vide Distribution True-up petition for 2nd control Period as Annexure-I
1169 | E/S to Smt.Ganneboina Gangamma W/O Chand | NALGONDA | 16.06.2012 | 0.0014108 | Submitted vide Distribution True-up petition for 2nd control Period as Annexure-I | Submitted vide Distribution True-up petition for 2nd control Period as Annexure-I
1170 | Sri.Gali Tirupathaiah & 2 Nos at Telakan | NALGONDA | 16.06.2012 | 0.013887 | Submitted vide Distribution True-up petition for 2nd control Period as Annexure-I | Submitted vide Distribution True-up petition for 2nd control Period as Annexure-I
1171 | 1KW to SCR gate at Bogaram (V) | NALGONDA | 08.11.2012 | 0.0040195 | Submitted vide Distribution True-up petition for 2nd control Period as Annexure-I | Submitted vide Distribution True-up petition for 2nd control Period as Annexure-I
1172 | Estimate to 1No 2kw Non-Domestic load to | NALGONDA | 19.06.2012 | 0.0041996 | Submitted vide Distribution True-up petition for 2nd control Period as Annexure-I | Submitted vide Distribution True-up petition for 2nd control Period as Annexure-I
1173 | Erection of 1x100KVA DTR SS-7Laxmipuram | NALGONDA | 25.09.2012 | 0.018689 | Submitted vide Distribution True-up petition for 2nd control Period as Annexure-I | Submitted vide Distribution True-up petition for 2nd control Period as Annexure-I
1174 | Erection of 1x25KVA DTR SS-2Vadderigudem | NALGONDA | 04.07.2012 | 0.0099877 | Submitted vide Distribution True-up petition for 2nd control Period as Annexure-I | Submitted vide Distribution True-up petition for 2nd control Period as Annexure-I
1175 | E/s.toSri.P.Radhika&2Nos.atVattokodG.Pod | NALGONDA | 27.04.2012 | 0.0091807 | Submitted vide Distribution True-up petition for 2nd control Period as Annexure-I | Submitted vide Distribution True-up petition for 2nd control Period as Annexure-I
1176 | E/s.B.Shekar&4Nos.atM.K.GudainG.PoduSect | NALGONDA | 11.08.2012 | 0.011725 | Submitted vide Distribution True-up petition for 2nd control Period as Annexure-I | Submitted vide Distribution True-up petition for 2nd control Period as Annexure-I
1177 | Ereof S.Mallesh &2Nosin.Thurupally,, | NALGONDA | 16.10.2012 | 0.0093824 | Submitted vide Distribution True-up petition for 2nd control Period as Annexure-I | Submitted vide Distribution True-up petition for 2nd control Period as Annexure-I
1178 | Erec of S.bhupal & 4Nos. Yellareddy Bai | NALGONDA | 20.10.2012 | 0.017698 | Submitted vide Distribution True-up petition for 2nd control Period as Annexure-I | Submitted vide Distribution True-up petition for 2nd control Period as Annexure-I
1179 | Fixing of 200Nos.SMC boards at Haliya (M | NALGONDA | 05.09.2012 | 0.0067182 | Submitted vide Distribution True-up petition for 2nd control Period as Annexure-I | Submitted vide Distribution True-up petition for 2nd control Period as Annexure-I
1180 | E/sto9Nos.atRahamanthapur inDarghaindind | NALGONDA | 26.10.2012 | 0.0091105 | Submitted vide Distribution True-up petition for 2nd control Period as Annexure-I | Submitted vide Distribution True-up petition for 2nd control Period as Annexure-I
1181 | E/sto10Nos.each40WStreet LightsatB.C.col | NALGONDA | 25.10.2012 | 0.010174 | Submitted vide Distribution True-up petition for 2nd control Period as Annexure-I | Submitted vide Distribution True-up petition for 2nd control Period as Annexure-I
1182 | E/sto12Nos.each40WStreet LightsatDindiTo | NALGONDA | 25.10.2012 | 0.010159 | Submitted vide Distribution True-up petition for 2nd control Period as Annexure-I | Submitted vide Distribution True-up petition for 2nd control Period as Annexure-I
1183 | E/sto10Nos.polesatGovt,Schoolatkandukur | NALGONDA | 25.10.2012 | 0.0096101 | Submitted vide Distribution True-up petition for 2nd control Period as Annexure-I | Submitted vide Distribution True-up petition for 2nd control Period as Annexure-I
1184 | E/s to10kw NonDomestic load to M/s sri s | NALGONDA | 13.12.2012 | 0.010468 | Submitted vide Distribution True-up petition for 2nd control Period as Annexure-I | Submitted vide Distribution True-up petition for 2nd control Period as Annexure-I
1185 | RevzJatavath Mangtha,S/o.Gemya(15HP)Chi | NALGONDA | 30.11.2012 | 0.012524 | Submitted vide Distribution True-up petition for 2nd control Period as Annexure-I | Submitted vide Distribution True-up petition for 2nd control Period as Annexure-I
1186 | Re Jatavath Ravja,S/o.Gangya(15HP)Chinta | NALGONDA | 30.11.2012 | 0.012013 | Submitted vide Distribution True-up petition for 2nd control Period as Annexure-I | Submitted vide Distribution True-up petition for 2nd control Period as Annexure-I
1187 | Re J Janka,W/oSaida(15HP)Chintapally (T) | NALGONDA | 30.11.2012 | 0.012064 | Submitted vide Distribution True-up petition for 2nd control Period as Annexure-I | Submitted vide Distribution True-up petition for 2nd control Period as Annexure-I
1188 | Arra Mattareddy &3Nos(20HP) Kampalapally | NALGONDA | 28.09.2012 | 0.016942 | Submitted vide Distribution True-up petition for 2nd control Period as Annexure-I | Submitted vide Distribution True-up petition for 2nd control Period as Annexure-I
1189 | Smt.K.Rukanamma & 2 nos at Dorepally (V) | NALGONDA | 12.07.2012 | 0.010963 | Submitted vide Distribution True-up petition for 2nd control Period as Annexure-I | Submitted vide Distribution True-up petition for 2nd control Period as Annexure-I
1190 | E/s of 1no 100kvadtr onss-33 at devarako | NALGONDA | 08.06.2012 | 0.020406 | Submitted vide Distribution True-up petition for 2nd control Period as Annexure-I | Submitted vide Distribution True-up petition for 2nd control Period as Annexure-I
1191 | E/s toG.Srinivasu&2Nos at Duggyala(V) | NALGONDA | 11.08.2012 | 0.01016 | Submitted vide Distribution True-up petition for 2nd control Period as Annexure-I | Submitted vide Distribution True-up petition for 2nd control Period as Annexure-I
1192 | E/stosriG.Ramulu&5NosinThouklapurvillage | NALGONDA | 13.11.2012 | 0.021842 | Submitted vide Distribution True-up petition for 2nd control Period as Annexure-I | Submitted vide Distribution True-up petition for 2nd control Period as Annexure-I
1193 | 2.3KMIntrlinkLine11KVVattipatla<(>&<)>SL | NALGONDA | 31.08.2012 | 0.039611 | Submitted vide Distribution True-up petition for 2nd control Period as Annexure-I | Submitted vide Distribution True-up petition for 2nd control Period as Annexure-I
1194 | E/stoGvenkataiah&2othersNeredugomma | NALGONDA | 20.02.2013 | 0.0090929 | Submitted vide Distribution True-up petition for 2nd control Period as Annexure-I | Submitted vide Distribution True-up petition for 2nd control Period as Annexure-I
1195 | E/s.toSri.Y.VenkatReddy&3Nos.OtheatDanda | NALGONDA | 17.09.2012 | 0.01177 | Submitted vide Distribution True-up petition for 2nd control Period as Annexure-I | Submitted vide Distribution True-up petition for 2nd control Period as Annexure-I
1196 | E/s.toSri.J.Kashaiah&3NoOthatPazzurinTPT | NALGONDA | 27.04.2012 | 0.011358 | Submitted vide Distribution True-up petition for 2nd control Period as Annexure-I | Submitted vide Distribution True-up petition for 2nd control Period as Annexure-I
1197 | E/s to Sri.A.Chennakeshavulu & 3 Nos. ot | NALGONDA | 21.05.2012 | 0.0094846 | Submitted vide Distribution True-up petition for 2nd control Period as Annexure-I | Submitted vide Distribution True-up petition for 2nd control Period as Annexure-I
1198 | E/s to Sri.Varikuppala Eddaiah & 2 Nos. | NALGONDA | 09.08.2012 | 0.007733 | Submitted vide Distribution True-up petition for 2nd control Period as Annexure-I | Submitted vide Distribution True-up petition for 2nd control Period as Annexure-I
1199 | Er of1x25 KVAonSS-04 at Dondavarigudem ( | NALGONDA | 25.06.2012 | 0.019195 | Submitted vide Distribution True-up petition for 2nd control Period as Annexure-I | Submitted vide Distribution True-up petition for 2nd control Period as Annexure-I
1200 | E/s to Sri.SK.Basheer & 5 Nos. others ea | NALGONDA | 09.08.2012 | 0.01876 | Submitted vide Distribution True-up petition for 2nd control Period as Annexure-I | Submitted vide Distribution True-up petition for 2nd control Period as Annexure-I
1201 | Smt.Kollu Kowsalya W/O Durgaiah and 2 No | NALGONDA | 29.06.2012 | 0.010272 | Submitted vide Distribution True-up petition for 2nd control Period as Annexure-I | Submitted vide Distribution True-up petition for 2nd control Period as Annexure-I
1202 | E/s.toP.LingaReddy&2Nos.atKankanalapallT | NALGONDA | 01.05.2012 | 0.0092091 | Submitted vide Distribution True-up petition for 2nd control Period as Annexure-I | Submitted vide Distribution True-up petition for 2nd control Period as Annexure-I
1203 | Sri.Y.Chandraiah &3 Nos at Erugantipally | NALGONDA | 28.08.2012 | 0.017372 | Submitted vide Distribution True-up petition for 2nd control Period as Annexure-I | Submitted vide Distribution True-up petition for 2nd control Period as Annexure-I
1204 | PlinthatAddl.3.15MVAPTRTeededSSChinthapa | NALGONDA | 16.03.2013 | 0.0063653 | Submitted vide Distribution True-up petition for 2nd control Period as Annexure-I | Submitted vide Distribution True-up petition for 2nd control Period as Annexure-I
1205 | Alugubelly Ashokreddy&2Nos.(15HP)Yerrabe | NALGONDA | 27.06.2012 | 0.010956 | Submitted vide Distribution True-up petition for 2nd control Period as Annexure-I | Submitted vide Distribution True-up petition for 2nd control Period as Annexure-I
1206 | Estimate for Erection of 20 Nos LT Inter | NALGONDA | 03.08.2012 | 0.007965 | Submitted vide Distribution True-up petition for 2nd control Period as Annexure-I | Submitted vide Distribution True-up petition for 2nd control Period as Annexure-I
1207 | Kuncham Lingaiah&2Nos(15HP)G.V.Gudem | NALGONDA | 27.06.2012 | 0.011983 | Submitted vide Distribution True-up petition for 2nd control Period as Annexure-I | Submitted vide Distribution True-up petition for 2nd control Period as Annexure-I
1208 | Islavath Gundya&6Nos.(35HP)Seethal (T) i | NALGONDA | 25.09.2012 | 0.021117 | Submitted vide Distribution True-up petition for 2nd control Period as Annexure-I | Submitted vide Distribution True-up petition for 2nd control Period as Annexure-I
1209 | Islavath Harji&7Nos.(40HP)at Seethal (T) | NALGONDA | 25.09.2012 | 0.023147 | Submitted vide Distribution True-up petition for 2nd control Period as Annexure-I | Submitted vide Distribution True-up petition for 2nd control Period as Annexure-I
1210 | E/S to Konda Suresh at Ch.Suraram (V) | NALGONDA | 17.08.2012 | 0.010529 | Submitted vide Distribution True-up petition for 2nd control Period as Annexure-I | Submitted vide Distribution True-up petition for 2nd control Period as Annexure-I
1211 | Estimate for E/s to HT supply for an Ad | NALGONDA | 06.01.2013 | 0.14225 | Submitted vide Distribution True-up petition for 2nd control Period as Annexure-I | Submitted vide Distribution True-up petition for 2nd control Period as Annexure-I
1212 | Ereof M,shyam&5Nosin.K,B.Pally | NALGONDA | 20.01.2013 | 0.017792 | Submitted vide Distribution True-up petition for 2nd control Period as Annexure-I | Submitted vide Distribution True-up petition for 2nd control Period as Annexure-I
1213 | Ereof K.Anand &5Nos inMudigonda | NALGONDA | 22.02.2013 | 0.017827 | Submitted vide Distribution True-up petition for 2nd control Period as Annexure-I | Submitted vide Distribution True-up petition for 2nd control Period as Annexure-I
1214 | RevizD.Balu &07Nosat Kalwagattu Thanda(V | NALGONDA | 15.03.2013 | 0.028097 | Submitted vide Distribution True-up petition for 2nd control Period as Annexure-I | Submitted vide Distribution True-up petition for 2nd control Period as Annexure-I
1215 | Estimate to 8No's each 5HP Agl load to S | NALGONDA | 29.09.2012 | 0.023248 | Submitted vide Distribution True-up petition for 2nd control Period as Annexure-I | Submitted vide Distribution True-up petition for 2nd control Period as Annexure-I
1216 | E/s.toSri.T.Alivelu&6Nos.atKachaminG.Pod | NALGONDA | 02.06.2012 | 0.024993 | Submitted vide Distribution True-up petition for 2nd control Period as Annexure-I | Submitted vide Distribution True-up petition for 2nd control Period as Annexure-I
1217 | E/s.toV.Yadaiah&6Nos.atKacharaminG.Podus | NALGONDA | 02.06.2012 | 0.024334 | Submitted vide Distribution True-up petition for 2nd control Period as Annexure-I | Submitted vide Distribution True-up petition for 2nd control Period as Annexure-I
1218 | 1x100KVA DTR on SS-8 at Palem (V) Haliya | NALGONDA | 07.06.2012 | 0.015143 | Submitted vide Distribution True-up petition for 2nd control Period as Annexure-I | Submitted vide Distribution True-up petition for 2nd control Period as Annexure-I
1219 | E/S to 1 No 15 KVA DTR at Chippalapally | NALGONDA | 08.06.2012 | 0.0033949 | Submitted vide Distribution True-up petition for 2nd control Period as Annexure-I | Submitted vide Distribution True-up petition for 2nd control Period as Annexure-I
1220 | ES for fixing Trivectormeters 10KW,20HP | NALGONDA | 30.08.2012 | 0.0068039 | Submitted vide Distribution True-up petition for 2nd control Period as Annexure-I | Submitted vide Distribution True-up petition for 2nd control Period as Annexure-I
1221 | E/s to V.Amru & 3Nos.(20HP) Kichya (T) | NALGONDA | 07.09.2012 | 0.013647 | Submitted vide Distribution True-up petition for 2nd control Period as Annexure-I | Submitted vide Distribution True-up petition for 2nd control Period as Annexure-I
1222 | E/s to Sri.S.Ohm Reddy & 2 Nos. others e | NALGONDA | 09.08.2012 | 0.0089296 | Submitted vide Distribution True-up petition for 2nd control Period as Annexure-I | Submitted vide Distribution True-up petition for 2nd control Period as Annexure-I
1223 | E/s to Sri.V.Devuda S/o. Vasram and 5Nos | NALGONDA | 09.08.2012 | 0.019106 | Submitted vide Distribution True-up petition for 2nd control Period as Annexure-I | Submitted vide Distribution True-up petition for 2nd control Period as Annexure-I
1224 | Smt.M.Yadamma & 3 Nos at Dorepally (V) | NALGONDA | 22.11.2012 | 0.012819 | Submitted vide Distribution True-up petition for 2nd control Period as Annexure-I | Submitted vide Distribution True-up petition for 2nd control Period as Annexure-I
1225 | Smt.Polagoni Laxmamma & 2 Nos at Dorepal | NALGONDA | 12.07.2012 | 0.0107 | Submitted vide Distribution True-up petition for 2nd control Period as Annexure-I | Submitted vide Distribution True-up petition for 2nd control Period as Annexure-I
1226 | Re-Orian of Exis.100KVASS-4atYellanki(V) | NALGONDA | 22.06.2012 | 0.0089984 | Submitted vide Distribution True-up petition for 2nd control Period as Annexure-I | Submitted vide Distribution True-up petition for 2nd control Period as Annexure-I
1227 | Repl of 6 No's Non-Trivector Meters | NALGONDA | 14.06.2012 | 0.0011929 | Submitted vide Distribution True-up petition for 2nd control Period as Annexure-I | Submitted vide Distribution True-up petition for 2nd control Period as Annexure-I
1228 | Revd. E/s to Sri N. Venkateswarlu , 15 H | NALGONDA | 14.06.2012 | 0.010384 | Submitted vide Distribution True-up petition for 2nd control Period as Annexure-I | Submitted vide Distribution True-up petition for 2nd control Period as Annexure-I
1229 | Rev. E/s to Sri R. Bicha ,30 HP, Ganesh | NALGONDA | 26.06.2012 | 0.019101 | Submitted vide Distribution True-up petition for 2nd control Period as Annexure-I | Submitted vide Distribution True-up petition for 2nd control Period as Annexure-I
1230 | Goutham homes-II,at Ashok Nagar in MLG T | NALGONDA | 23.07.2012 | 0.017629 | Submitted vide Distribution True-up petition for 2nd control Period as Annexure-I | Submitted vide Distribution True-up petition for 2nd control Period as Annexure-I
1231 | Jadal Durgaiah&3Nos.(20HP)Nethapuram (V) | NALGONDA | 05.07.2012 | 0.012794 | Submitted vide Distribution True-up petition for 2nd control Period as Annexure-I | Submitted vide Distribution True-up petition for 2nd control Period as Annexure-I
1232 | Revd. E/s to Sri A. Bheema , 20 HP, Kesh | NALGONDA | 14.06.2012 | 0.011444 | Submitted vide Distribution True-up petition for 2nd control Period as Annexure-I | Submitted vide Distribution True-up petition for 2nd control Period as Annexure-I
1233 | Revd. E/s to Sri P.Srinu ,15 HP, Ulsaipa | NALGONDA | 14.06.2012 | 0.012292 | Submitted vide Distribution True-up petition for 2nd control Period as Annexure-I | Submitted vide Distribution True-up petition for 2nd control Period as Annexure-I
1234 | DhanavathLaxmi &4Nos.(25HP)Donka Thanda | NALGONDA | 28.09.2012 | 0.020698 | Submitted vide Distribution True-up petition for 2nd control Period as Annexure-I | Submitted vide Distribution True-up petition for 2nd control Period as Annexure-I
1235 | MaddiralaLaxma Reddy&2Nos(15HP)Gajalapur | NALGONDA | 28.09.2012 | 0.01234 | Submitted vide Distribution True-up petition for 2nd control Period as Annexure-I | Submitted vide Distribution True-up petition for 2nd control Period as Annexure-I
1236 | Angothu Gopi&2Nos(15HP)Veerlapalem (V) | NALGONDA | 07.08.2012 | 0.012607 | Submitted vide Distribution True-up petition for 2nd control Period as Annexure-I | Submitted vide Distribution True-up petition for 2nd control Period as Annexure-I
1237 | Revd. E/s to P.RAMULU , 15HP, Ulsaipalem | NALGONDA | 12.06.2012 | 0.013471 | Submitted vide Distribution True-up petition for 2nd control Period as Annexure-I | Submitted vide Distribution True-up petition for 2nd control Period as Annexure-I
1238 | E/s to Sri A. Linga 15HP, Kallepally | NALGONDA | 14.06.2012 | 0.0094648 | Submitted vide Distribution True-up petition for 2nd control Period as Annexure-I | Submitted vide Distribution True-up petition for 2nd control Period as Annexure-I
1239 | Er of 1x63 KVA DTR at Annaram (V) HLY(M) | NALGONDA | 08.08.2012 | 0.00015264 | Submitted vide Distribution True-up petition for 2nd control Period as Annexure-I | Submitted vide Distribution True-up petition for 2nd control Period as Annexure-I
1240 | Er of 1x25 KVA DTR at Srinathpuram(V) | NALGONDA | 08.08.2012 | 0.0043192 | Submitted vide Distribution True-up petition for 2nd control Period as Annexure-I | Submitted vide Distribution True-up petition for 2nd control Period as Annexure-I
1241 | Estimate for E/s to 1 No 74.5 HP Industr | NALGONDA | 18.01.2013 | 0.018495 | Submitted vide Distribution True-up petition for 2nd control Period as Annexure-I | Submitted vide Distribution True-up petition for 2nd control Period as Annexure-I
1242 | Estimate for E/s to 60KW domestic load 3 | NALGONDA | 23.05.2012 | 0.023933 | Submitted vide Distribution True-up petition for 2nd control Period as Annexure-I | Submitted vide Distribution True-up petition for 2nd control Period as Annexure-I
1243 | E/s to Sri.I.Sevya & 5 Nos. others each | NALGONDA | 09.08.2012 | 0.017598 | Submitted vide Distribution True-up petition for 2nd control Period as Annexure-I | Submitted vide Distribution True-up petition for 2nd control Period as Annexure-I
1244 | E/s.to1No.3KWNDLtoM/s.D.SathaihatMulkala | NALGONDA | 15.01.2013 | 0.006645 | Submitted vide Distribution True-up petition for 2nd control Period as Annexure-I | Submitted vide Distribution True-up petition for 2nd control Period as Annexure-I
1245 | Revd. E/s to Smt. P,Thirupathamma , 15 H | NALGONDA | 26.06.2012 | 0.011704 | Submitted vide Distribution True-up petition for 2nd control Period as Annexure-I | Submitted vide Distribution True-up petition for 2nd control Period as Annexure-I
1246 | Revd. E/s to Sri D.Mallaiah, 15 HP, Mulk | NALGONDA | 26.06.2012 | 0.011983 | Submitted vide Distribution True-up petition for 2nd control Period as Annexure-I | Submitted vide Distribution True-up petition for 2nd control Period as Annexure-I
1247 | Revd. E/s to Sri N.Veera Swamy , 15 HP, | NALGONDA | 07.08.2012 | 0.012037 | Submitted vide Distribution True-up petition for 2nd control Period as Annexure-I | Submitted vide Distribution True-up petition for 2nd control Period as Annexure-I
1248 | Dhanalaxmi & 02Nos at Salkanoor (V) | NALGONDA | 28.01.2013 | 0.01454 | Submitted vide Distribution True-up petition for 2nd control Period as Annexure-I | Submitted vide Distribution True-up petition for 2nd control Period as Annexure-I
1249 | N.NarsimhaReddy&02 NOs at D V Gudem(V) | NALGONDA | 09.10.2012 | 0.012761 | Submitted vide Distribution True-up petition for 2nd control Period as Annexure-I | Submitted vide Distribution True-up petition for 2nd control Period as Annexure-I
1250 | Revd. E/s to R. Saroja,15 HP,Mada Basoni | NALGONDA | 29.01.2013 | 0.01831 | Submitted vide Distribution True-up petition for 2nd control Period as Annexure-I | Submitted vide Distribution True-up petition for 2nd control Period as Annexure-I
1251 | Revd. R. Bichu ,R.Laloji& 15 HP,Komatiku | NALGONDA | 05.07.2012 | 0.016981 | Submitted vide Distribution True-up petition for 2nd control Period as Annexure-I | Submitted vide Distribution True-up petition for 2nd control Period as Annexure-I
1252 | MD Nusrath Ali,20KW at MLG T-II | NALGONDA | 16.06.2012 | 0.00092119 | Submitted vide Distribution True-up petition for 2nd control Period as Annexure-I | Submitted vide Distribution True-up petition for 2nd control Period as Annexure-I
1253 | Vallapu Saidulu&3Nos.(20HP)Kampasagar | NALGONDA | 26.10.2012 | 0.017261 | Submitted vide Distribution True-up petition for 2nd control Period as Annexure-I | Submitted vide Distribution True-up petition for 2nd control Period as Annexure-I
1254 | Labour charges for K.Gangadhar<(>&<)>Ade | NALGONDA | 16.07.2012 | 0.002056 | Submitted vide Distribution True-up petition for 2nd control Period as Annexure-I | Submitted vide Distribution True-up petition for 2nd control Period as Annexure-I
1255 | Labour charges for 0.41KM 11KV I/L Srina | NALGONDA | 16.07.2012 | 0.0010147 | Submitted vide Distribution True-up petition for 2nd control Period as Annexure-I | Submitted vide Distribution True-up petition for 2nd control Period as Annexure-I
1256 | Labour charges 11KV<(>&<)>LT lines,DTRs | NALGONDA | 16.07.2012 | 0.010232 | Submitted vide Distribution True-up petition for 2nd control Period as Annexure-I | Submitted vide Distribution True-up petition for 2nd control Period as Annexure-I
1257 | Labour charges for BPL services at Tripu | NALGONDA | 28.10.2012 | 0.007719 | Submitted vide Distribution True-up petition for 2nd control Period as Annexure-I | Submitted vide Distribution True-up petition for 2nd control Period as Annexure-I
1258 | Labour charges for BPL services at Haliy | NALGONDA | 08.08.2012 | 0.016879 | Submitted vide Distribution True-up petition for 2nd control Period as Annexure-I | Submitted vide Distribution True-up petition for 2nd control Period as Annexure-I
1259 | Smt.K.Chandrakala&2Nos(15HP)Abangapuram | NALGONDA | 26.10.2012 | 0.012585 | Submitted vide Distribution True-up petition for 2nd control Period as Annexure-I | Submitted vide Distribution True-up petition for 2nd control Period as Annexure-I
1260 | Estimate for replacement of Burnt 0.9Km | NALGONDA | 29.08.2012 | 0.0038289 | Submitted vide Distribution True-up petition for 2nd control Period as Annexure-I | Submitted vide Distribution True-up petition for 2nd control Period as Annexure-I
1261 | Estimate for providing of 0.105km 11KV | NALGONDA | 26.07.2012 | 0.0035105 | Submitted vide Distribution True-up petition for 2nd control Period as Annexure-I | Submitted vide Distribution True-up petition for 2nd control Period as Annexure-I
1262 | R.Upendhar reddy&02 NOs at Thadakamalla( | NALGONDA | 07.09.2012 | 0.013403 | Submitted vide Distribution True-up petition for 2nd control Period as Annexure-I | Submitted vide Distribution True-up petition for 2nd control Period as Annexure-I
1263 | Ere.of1No.11KVAG Swithc SS-6atDerveshpur | NALGONDA | 16.06.2012 | 0.0006369 | Submitted vide Distribution True-up petition for 2nd control Period as Annexure-I | Submitted vide Distribution True-up petition for 2nd control Period as Annexure-I
1264 | E/s.toV.Raghuram&5Nos.atPalvaiinG.Podu | NALGONDA | 25.04.2012 | 0.019411 | Submitted vide Distribution True-up petition for 2nd control Period as Annexure-I | Submitted vide Distribution True-up petition for 2nd control Period as Annexure-I
1265 | Labour charges for BPL services Peddavoo | NALGONDA | 21.05.2012 | 0.008798 | Submitted vide Distribution True-up petition for 2nd control Period as Annexure-I | Submitted vide Distribution True-up petition for 2nd control Period as Annexure-I
1266 | Erection of 0.55KM Interlinking line at | NALGONDA | 20.06.2012 | 0.011263 | Submitted vide Distribution True-up petition for 2nd control Period as Annexure-I | Submitted vide Distribution True-up petition for 2nd control Period as Annexure-I
1267 | Erection of 0.8KM LT Interlinking line H | NALGONDA | 04.10.2012 | 0.011192 | Submitted vide Distribution True-up petition for 2nd control Period as Annexure-I | Submitted vide Distribution True-up petition for 2nd control Period as Annexure-I
1268 | Erection of bus at 33/11KV SS Pulimamidi | NALGONDA | 16.07.2012 | 0.004682 | Submitted vide Distribution True-up petition for 2nd control Period as Annexure-I | Submitted vide Distribution True-up petition for 2nd control Period as Annexure-I
1269 | E/s to sri M.venkaiah and 2 Nos others e | NALGONDA | 27.06.2012 | 0.013958 | Submitted vide Distribution True-up petition for 2nd control Period as Annexure-I | Submitted vide Distribution True-up petition for 2nd control Period as Annexure-I
1270 | E/s to sri M.Komaramma and 3 Nos others | NALGONDA | 27.06.2012 | 0.016675 | Submitted vide Distribution True-up petition for 2nd control Period as Annexure-I | Submitted vide Distribution True-up petition for 2nd control Period as Annexure-I
1271 | Labour charges 100KVA DTRSS-I Pusalphad | NALGONDA | 12.12.2012 | 0.0040026 | Submitted vide Distribution True-up petition for 2nd control Period as Annexure-I | Submitted vide Distribution True-up petition for 2nd control Period as Annexure-I
1272 | E/s C.Srinivas Reddy, 5HP,Mudimanikyam I | NALGONDA | 01.08.2012 | 0.020807 | Submitted vide Distribution True-up petition for 2nd control Period as Annexure-I | Submitted vide Distribution True-up petition for 2nd control Period as Annexure-I
1273 | E/s.to25HPNDLoadtoM/s.S.V.MilkPro.atPalv | NALGONDA | 15.01.2013 | 0.011168 | Submitted vide Distribution True-up petition for 2nd control Period as Annexure-I | Submitted vide Distribution True-up petition for 2nd control Period as Annexure-I
1274 | LoadingandUnloadPTRMarriguda SS | NALGONDA | 18.06.2012 | 0.0057069 | Submitted vide Distribution True-up petition for 2nd control Period as Annexure-I | Submitted vide Distribution True-up petition for 2nd control Period as Annexure-I
1275 | LoadingandUnloadPTRDevarakondaSS | NALGONDA | 31.08.2012 | 0.010789 | Submitted vide Distribution True-up petition for 2nd control Period as Annexure-I | Submitted vide Distribution True-up petition for 2nd control Period as Annexure-I
1276 | E/s to 1No.15HP to Sri.R.Achi ReddCat-IV | NALGONDA | 04.07.2012 | 0.014351 | Submitted vide Distribution True-up petition for 2nd control Period as Annexure-I | Submitted vide Distribution True-up petition for 2nd control Period as Annexure-I
1277 | Enhan.of SS-49, 25 to 63KVA at Narketpa | NALGONDA | 06.06.2012 | 0.0091772 | Submitted vide Distribution True-up petition for 2nd control Period as Annexure-I | Submitted vide Distribution True-up petition for 2nd control Period as Annexure-I
1278 | E/s to R.Rakesh &2Nos at Dugyala | NALGONDA | 27.09.2012 | 0.010116 | Submitted vide Distribution True-up petition for 2nd control Period as Annexure-I | Submitted vide Distribution True-up petition for 2nd control Period as Annexure-I
1279 | E/sto20NosintermediatepolesinCPTSection. | NALGONDA | 08.06.2012 | 0.0099327 | Submitted vide Distribution True-up petition for 2nd control Period as Annexure-I | Submitted vide Distribution True-up petition for 2nd control Period as Annexure-I
1280 | E/sto20NosintermediatepolesinChptSection | NALGONDA | 08.06.2012 | 0.0095284 | Submitted vide Distribution True-up petition for 2nd control Period as Annexure-I | Submitted vide Distribution True-up petition for 2nd control Period as Annexure-I
1281 | E/sto20NosintermediatepolesinChptSection | NALGONDA | 08.06.2012 | 0.0096196 | Submitted vide Distribution True-up petition for 2nd control Period as Annexure-I | Submitted vide Distribution True-up petition for 2nd control Period as Annexure-I
1282 | E/sto10NosintermediatepolesinChptSection | NALGONDA | 08.06.2012 | 0.0054122 | Submitted vide Distribution True-up petition for 2nd control Period as Annexure-I | Submitted vide Distribution True-up petition for 2nd control Period as Annexure-I
1283 | E/sto12NosintermediatepolesinChptSection | NALGONDA | 08.06.2012 | 0.0051566 | Submitted vide Distribution True-up petition for 2nd control Period as Annexure-I | Submitted vide Distribution True-up petition for 2nd control Period as Annexure-I
1284 | Sri.G.Venugopala chary S/O Srinivasa cha | NALGONDA | 23.04.2012 | 0.011453 | Submitted vide Distribution True-up petition for 2nd control Period as Annexure-I | Submitted vide Distribution True-up petition for 2nd control Period as Annexure-I
1285 | Vallapuraju Kalamma&4Nos(25HP)Thakkellap | NALGONDA | 06.07.2012 | 0.020399 | Submitted vide Distribution True-up petition for 2nd control Period as Annexure-I | Submitted vide Distribution True-up petition for 2nd control Period as Annexure-I
1286 | Md.Khadarpasha&2Nos15HPThamadapally | NALGONDA | 08.06.2012 | 0.010078 | Submitted vide Distribution True-up petition for 2nd control Period as Annexure-I | Submitted vide Distribution True-up petition for 2nd control Period as Annexure-I
1287 | G.AnjiREddy & 02 NOs at Veeralpalem (V) | NALGONDA | 07.08.2012 | 0.0098592 | Submitted vide Distribution True-up petition for 2nd control Period as Annexure-I | Submitted vide Distribution True-up petition for 2nd control Period as Annexure-I
1288 | E/s to Sri.R.Malla Reddy and 2Nos others | NALGONDA | 08.06.2012 | 0.0093765 | Submitted vide Distribution True-up petition for 2nd control Period as Annexure-I | Submitted vide Distribution True-up petition for 2nd control Period as Annexure-I
1289 | Estimate for E/s to 1 NO 49 HP Industria | NALGONDA | 01.08.2012 | 0.03053 | Submitted vide Distribution True-up petition for 2nd control Period as Annexure-I | Submitted vide Distribution True-up petition for 2nd control Period as Annexure-I
1290 | CH.Prabhakar Reddy&2Nos(15HP)Abangapuram | NALGONDA | 26.10.2012 | 0.013209 | Submitted vide Distribution True-up petition for 2nd control Period as Annexure-I | Submitted vide Distribution True-up petition for 2nd control Period as Annexure-I
1291 | E/S to 1KW Nondomestic load to sri jakar | NALGONDA | 05.12.2012 | 0.0040314 | Submitted vide Distribution True-up petition for 2nd control Period as Annexure-I | Submitted vide Distribution True-up petition for 2nd control Period as Annexure-I
1292 | E/s.to5HPAGLtoV.YadiReddyatChalimedaMNGD | NALGONDA | 20.03.2013 | 0.0015252 | Submitted vide Distribution True-up petition for 2nd control Period as Annexure-I | Submitted vide Distribution True-up petition for 2nd control Period as Annexure-I
1293 | Sri.M.Nageshwar Rao&1No.(10HP) Marepally | NALGONDA | 19.01.2013 | 0.0056234 | Submitted vide Distribution True-up petition for 2nd control Period as Annexure-I | Submitted vide Distribution True-up petition for 2nd control Period as Annexure-I
1294 | E/s to 5 Hp Loadto Sri.B.Galaiah NDSCSL | NALGONDA | 20.03.2013 | 0.0014313 | Submitted vide Distribution True-up petition for 2nd control Period as Annexure-I | Submitted vide Distribution True-up petition for 2nd control Period as Annexure-I
1295 | K.Shankar Reddy&2Nos.(15HP)Sreendapuram | NALGONDA | 19.01.2013 | 0.012801 | Submitted vide Distribution True-up petition for 2nd control Period as Annexure-I | Submitted vide Distribution True-up petition for 2nd control Period as Annexure-I
1296 | V.Laxma Reddy&3Nos(20HP)Rajavaram (V) | NALGONDA | 28.05.2012 | 0.018156 | Submitted vide Distribution True-up petition for 2nd control Period as Annexure-I | Submitted vide Distribution True-up petition for 2nd control Period as Annexure-I
1297 | R.Rama Rao &3Nos(20HP) at Palem (V) | NALGONDA | 22.05.2012 | 0.018271 | Submitted vide Distribution True-up petition for 2nd control Period as Annexure-I | Submitted vide Distribution True-up petition for 2nd control Period as Annexure-I
1298 | T.Ramalingiah&2Nos.(15HP)Thimmapur (V) | NALGONDA | 20.07.2012 | 0.009796 | Submitted vide Distribution True-up petition for 2nd control Period as Annexure-I | Submitted vide Distribution True-up petition for 2nd control Period as Annexure-I
1299 | K.Thirupataiah&5Noseach5HPatDindi | NALGONDA | 13.11.2012 | 0.025682 | Submitted vide Distribution True-up petition for 2nd control Period as Annexure-I | Submitted vide Distribution True-up petition for 2nd control Period as Annexure-I
1300 | E/stoV.Krishnaiah&4Nosinpogillainchandam | NALGONDA | 14.10.2012 | 0.018869 | Submitted vide Distribution True-up petition for 2nd control Period as Annexure-I | Submitted vide Distribution True-up petition for 2nd control Period as Annexure-I
1301 | LabourchargesG.Saidaiah&2Nos.Narayanpura | NALGONDA | 29.06.2012 | 0.0028796 | Submitted vide Distribution True-up petition for 2nd control Period as Annexure-I | Submitted vide Distribution True-up petition for 2nd control Period as Annexure-I
1302 | Estimate for replacement of 15 Nos. dama | NALGONDA | 08.06.2012 | 0.0066771 | Submitted vide Distribution True-up petition for 2nd control Period as Annexure-I | Submitted vide Distribution True-up petition for 2nd control Period as Annexure-I
1303 | E/s.toSri.B.Balaiah&2No.OtheatKanchanapa | NALGONDA | 21.11.2012 | 0.011023 | Submitted vide Distribution True-up petition for 2nd control Period as Annexure-I | Submitted vide Distribution True-up petition for 2nd control Period as Annexure-I
1304 | Smt Sundaram 1kw load at TheededuinCTPL | NALGONDA | 11.12.2012 | 0.0026769 | Submitted vide Distribution True-up petition for 2nd control Period as Annexure-I | Submitted vide Distribution True-up petition for 2nd control Period as Annexure-I
1305 | Labourcharges Uonguri Lingamma Anjanpall | NALGONDA | 28.10.2012 | 0.0046524 | Submitted vide Distribution True-up petition for 2nd control Period as Annexure-I | Submitted vide Distribution True-up petition for 2nd control Period as Annexure-I
1306 | Revd.R.Hariya,R.BabiR.Munilal STC | NALGONDA | 05.07.2012 | 0.014286 | Submitted vide Distribution True-up petition for 2nd control Period as Annexure-I | Submitted vide Distribution True-up petition for 2nd control Period as Annexure-I
1307 | E/S to1NO 8KW Nondomestic load to Gujjal | NALGONDA | 13.12.2012 | 0.0081338 | Submitted vide Distribution True-up petition for 2nd control Period as Annexure-I | Submitted vide Distribution True-up petition for 2nd control Period as Annexure-I
1308 | E/stoJ.Chandrus/ochakru at jarpala thand | NALGONDA | 23.01.2013 | 0.011058 | Submitted vide Distribution True-up petition for 2nd control Period as Annexure-I | Submitted vide Distribution True-up petition for 2nd control Period as Annexure-I
1309 | Smt Gouru Saroja at Hanumanpet By-pass i | NALGONDA | 24.07.2012 | 0.0097025 | Submitted vide Distribution True-up petition for 2nd control Period as Annexure-I | Submitted vide Distribution True-up petition for 2nd control Period as Annexure-I
1310 | Sri.Katta Linga Reddy at Kanagal (V) | NALGONDA | 12.07.2012 | 0.0045376 | Submitted vide Distribution True-up petition for 2nd control Period as Annexure-I | Submitted vide Distribution True-up petition for 2nd control Period as Annexure-I
1311 | E/s to M.Shankar &3Nos at Yellapuram | NALGONDA | 09.08.2012 | 0.011239 | Submitted vide Distribution True-up petition for 2nd control Period as Annexure-I | Submitted vide Distribution True-up petition for 2nd control Period as Annexure-I
1312 | Estimate for E/s to 1No. 74HP LT/Cat-III | NALGONDA | 16.06.2012 | 0.048173 | Submitted vide Distribution True-up petition for 2nd control Period as Annexure-I | Submitted vide Distribution True-up petition for 2nd control Period as Annexure-I
1313 | E/s 6no 400 D/B AB switch N.poor section | NALGONDA | 27.07.2012 | 0.010954 | Submitted vide Distribution True-up petition for 2nd control Period as Annexure-I | Submitted vide Distribution True-up petition for 2nd control Period as Annexure-I
1314 | E/s M.Manjula and others G.M.poor N.P | NALGONDA | 14.12.2012 | 0.0036328 | Submitted vide Distribution True-up petition for 2nd control Period as Annexure-I | Submitted vide Distribution True-up petition for 2nd control Period as Annexure-I
1315 | E/s.toP.Mallaiah&2Nos.atPulipalpula(V)MN | NALGONDA | 16.04.2012 | 0.01334 | Submitted vide Distribution True-up petition for 2nd control Period as Annexure-I | Submitted vide Distribution True-up petition for 2nd control Period as Annexure-I
1316 | M/s Sri Laxmi Narayana Rice Industries. | NALGONDA | 03.07.2012 | 0.077414 | Submitted vide Distribution True-up petition for 2nd control Period as Annexure-I | Submitted vide Distribution True-up petition for 2nd control Period as Annexure-I
1317 | Indla Saritha&3Nos.others(20HP I.K.Gudem | NALGONDA | 27.09.2012 | 0.017306 | Submitted vide Distribution True-up petition for 2nd control Period as Annexure-I | Submitted vide Distribution True-up petition for 2nd control Period as Annexure-I
1318 | JulakantiPrabhakarreddy&2Nos(15HP)Yerrab | NALGONDA | 27.09.2012 | 0.012925 | Submitted vide Distribution True-up petition for 2nd control Period as Annexure-I | Submitted vide Distribution True-up petition for 2nd control Period as Annexure-I
1319 | Nimmalapudi Adinarayana&2Nos(15HP)KKGude | NALGONDA | 01.10.2012 | 0.013816 | Submitted vide Distribution True-up petition for 2nd control Period as Annexure-I | Submitted vide Distribution True-up petition for 2nd control Period as Annexure-I
1320 | E/s.toSri.A.Koti Reddy &2NosinVoikole(V) | NALGONDA | 13.11.2012 | 0.012295 | Submitted vide Distribution True-up petition for 2nd control Period as Annexure-I | Submitted vide Distribution True-up petition for 2nd control Period as Annexure-I
1321 | E/s.toSri.T.Venkateshwarl &2NosinVoikole | NALGONDA | 13.11.2012 | 0.012265 | Submitted vide Distribution True-up petition for 2nd control Period as Annexure-I | Submitted vide Distribution True-up petition for 2nd control Period as Annexure-I
1322 | E/s.toSri.Kouru Pullaiah &2NosinVoikole | NALGONDA | 13.11.2012 | 0.012416 | Submitted vide Distribution True-up petition for 2nd control Period as Annexure-I | Submitted vide Distribution True-up petition for 2nd control Period as Annexure-I
1323 | E/S to Sri Vattikoti Brahmaiah S/ORamulu | NALGONDA | 30.08.2012 | 0.017486 | Submitted vide Distribution True-up petition for 2nd control Period as Annexure-I | Submitted vide Distribution True-up petition for 2nd control Period as Annexure-I
1324 | E/s.to2KWNDLtoBhavaniEngineeringM.Yedava | NALGONDA | 12.06.2012 | 0.0027439 | Submitted vide Distribution True-up petition for 2nd control Period as Annexure-I | Submitted vide Distribution True-up petition for 2nd control Period as Annexure-I
1325 | E/s Chiliveru yellaiah 3no's N.poor(V) | NALGONDA | 15.12.2012 | 0.014106 | Submitted vide Distribution True-up petition for 2nd control Period as Annexure-I | Submitted vide Distribution True-up petition for 2nd control Period as Annexure-I
1326 | E/s.toG.Yadaiah&2Nos.5HPAGLatNakkalaplly | NALGONDA | 13.06.2012 | 0.014117 | Submitted vide Distribution True-up petition for 2nd control Period as Annexure-I | Submitted vide Distribution True-up petition for 2nd control Period as Annexure-I
1327 | G.Bixamaiah&2Nos15HPNakkalapallyNKPM | NALGONDA | 13.06.2012 | 0.014719 | Submitted vide Distribution True-up petition for 2nd control Period as Annexure-I | Submitted vide Distribution True-up petition for 2nd control Period as Annexure-I
1328 | Sri.Kondeti Venu & 2 Nos at Yellareddygu | NALGONDA | 23.04.2012 | 0.00925 | Submitted vide Distribution True-up petition for 2nd control Period as Annexure-I | Submitted vide Distribution True-up petition for 2nd control Period as Annexure-I
1329 | E/s to N.Chenna Anjaiah & 5 Nos. others | NALGONDA | 22.03.2013 | 0.021526 | Submitted vide Distribution True-up petition for 2nd control Period as Annexure-I | Submitted vide Distribution True-up petition for 2nd control Period as Annexure-I
1330 | Rev.Ramavath Laxma&3Nos.Jayaram (T) | NALGONDA | 30.11.2012 | 0.019892 | Submitted vide Distribution True-up petition for 2nd control Period as Annexure-I | Submitted vide Distribution True-up petition for 2nd control Period as Annexure-I
1331 | E/s to 1No HT Supply at 11KV for a CMD | NALGONDA | 30.07.2012 | 0.016416 | Submitted vide Distribution True-up petition for 2nd control Period as Annexure-I | Submitted vide Distribution True-up petition for 2nd control Period as Annexure-I
1332 | Rev.N.Mangya & 4 Nos. Jayram (T) in Pedd | NALGONDA | 29.01.2013 | 0.019852 | Submitted vide Distribution True-up petition for 2nd control Period as Annexure-I | Submitted vide Distribution True-up petition for 2nd control Period as Annexure-I
1333 | Rev.Ramavath Sama&3 Nos. Jayram (T) | NALGONDA | 30.11.2012 | 0.019489 | Submitted vide Distribution True-up petition for 2nd control Period as Annexure-I | Submitted vide Distribution True-up petition for 2nd control Period as Annexure-I
1334 | Rev.R.Vachya & 3 Nos. others (20HP) Jayr | NALGONDA | 05.12.2012 | 0.016756 | Submitted vide Distribution True-up petition for 2nd control Period as Annexure-I | Submitted vide Distribution True-up petition for 2nd control Period as Annexure-I
1335 | Rev.N.Pattya & 3 Nos(20HP) Jayram Thanda | NALGONDA | 05.12.2012 | 0.01747 | Submitted vide Distribution True-up petition for 2nd control Period as Annexure-I | Submitted vide Distribution True-up petition for 2nd control Period as Annexure-I
1336 | E/s to L.Venkatara&3NosinOsmankuntainCpt | NALGONDA | 20.02.2013 | 0.017198 | Submitted vide Distribution True-up petition for 2nd control Period as Annexure-I | Submitted vide Distribution True-up petition for 2nd control Period as Annexure-I
1337 | Rev.Smt.M.Alivelamma&3 Nos. Dilawarpoor | NALGONDA | 01.08.2012 | 0.017552 | Submitted vide Distribution True-up petition for 2nd control Period as Annexure-I | Submitted vide Distribution True-up petition for 2nd control Period as Annexure-I
1338 | E/s to Sri G. Lingaiah , 15 HP, Dilwarpo | NALGONDA | 03.07.2012 | 0.013 | Submitted vide Distribution True-up petition for 2nd control Period as Annexure-I | Submitted vide Distribution True-up petition for 2nd control Period as Annexure-I
1339 | Erection of 1x63KVA Addl. DTR ON SS-III | NALGONDA | 07.06.2012 | 0.012568 | Submitted vide Distribution True-up petition for 2nd control Period as Annexure-I | Submitted vide Distribution True-up petition for 2nd control Period as Annexure-I
1340 | E/s to L.Bichya&3NosinOsmankuntainCpt | NALGONDA | 20.02.2013 | 0.017336 | Submitted vide Distribution True-up petition for 2nd control Period as Annexure-I | Submitted vide Distribution True-up petition for 2nd control Period as Annexure-I
1341 | Namireddy.Karnakar&02 at Molkapatnam(V) | NALGONDA | 16.01.2013 | 0.014383 | Submitted vide Distribution True-up petition for 2nd control Period as Annexure-I | Submitted vide Distribution True-up petition for 2nd control Period as Annexure-I
1342 | E/S toGogu.Kamalamma&03Nosat T.R.GUdem(V | NALGONDA | 19.03.2013 | 0.01895 | Submitted vide Distribution True-up petition for 2nd control Period as Annexure-I | Submitted vide Distribution True-up petition for 2nd control Period as Annexure-I
1343 | E/s to Nathala.MohanReddy&02NosatV Pally | NALGONDA | 16.01.2013 | 0.013108 | Submitted vide Distribution True-up petition for 2nd control Period as Annexure-I | Submitted vide Distribution True-up petition for 2nd control Period as Annexure-I
1344 | V.Chandraiah&2Noseach5HP15HPY.G.Pally | NALGONDA | 16.07.2012 | 0.0099173 | Submitted vide Distribution True-up petition for 2nd control Period as Annexure-I | Submitted vide Distribution True-up petition for 2nd control Period as Annexure-I
1345 | Rel.ofBPLServicesatChandurSectio | NALGONDA | 16.02.2013 | 0.0074269 | Submitted vide Distribution True-up petition for 2nd control Period as Annexure-I | Submitted vide Distribution True-up petition for 2nd control Period as Annexure-I
1346 | M. Adhrusta Rao&03 Nos at Settipalem(V) | NALGONDA | 26.05.2012 | 0.017947 | Submitted vide Distribution True-up petition for 2nd control Period as Annexure-I | Submitted vide Distribution True-up petition for 2nd control Period as Annexure-I
1347 | Revd. E/s to Sri L Meeri , 20 HP, Watchy | NALGONDA | 26.06.2012 | 0.0088405 | Submitted vide Distribution True-up petition for 2nd control Period as Annexure-I | Submitted vide Distribution True-up petition for 2nd control Period as Annexure-I
1348 | Estimate for Enhancement of existing 6X1 | NALGONDA | 07.07.2012 | 0.01264 | Submitted vide Distribution True-up petition for 2nd control Period as Annexure-I | Submitted vide Distribution True-up petition for 2nd control Period as Annexure-I
1349 | Erection3X15KVAAddl.DTRSS4Y.G.PallyMarri | NALGONDA | 27.07.2012 | 0.0027435 | Submitted vide Distribution True-up petition for 2nd control Period as Annexure-I | Submitted vide Distribution True-up petition for 2nd control Period as Annexure-I
1350 | Erection1X25KVAAddl.DTRSS19D.B.Pally | NALGONDA | 27.07.2012 | 0.0013984 | Submitted vide Distribution True-up petition for 2nd control Period as Annexure-I | Submitted vide Distribution True-up petition for 2nd control Period as Annexure-I
1351 | Erection1X25KVAAddl.DTRSS7RRPallyMarrigu | NALGONDA | 06.07.2012 | 0.0020606 | Submitted vide Distribution True-up petition for 2nd control Period as Annexure-I | Submitted vide Distribution True-up petition for 2nd control Period as Annexure-I
1352 | Erection1X63KVAAddl.DTRSS4VarkalaChintha | NALGONDA | 11.12.2012 | 0.0021174 | Submitted vide Distribution True-up petition for 2nd control Period as Annexure-I | Submitted vide Distribution True-up petition for 2nd control Period as Annexure-I
1353 | erection1x25KVA Addl.DTR on SS-37A D Pal | NALGONDA | 17.07.2012 | 0.0091612 | Submitted vide Distribution True-up petition for 2nd control Period as Annexure-I | Submitted vide Distribution True-up petition for 2nd control Period as Annexure-I
1354 | Estimate for E/s to 3 Ph 1No.5KW Non-Do | NALGONDA | 27.09.2012 | 0.0014136 | Submitted vide Distribution True-up petition for 2nd control Period as Annexure-I | Submitted vide Distribution True-up petition for 2nd control Period as Annexure-I
1355 | Sri.Y.Koti Reddy S/O Venkat Reddy at Kur | NALGONDA | 16.06.2012 | 0.0015409 | Submitted vide Distribution True-up petition for 2nd control Period as Annexure-I | Submitted vide Distribution True-up petition for 2nd control Period as Annexure-I
1356 | E/so 1No HT M/s. JAISHREEGANESHENTERP | NALGONDA | 03.07.2012 | 0.027381 | Submitted vide Distribution True-up petition for 2nd control Period as Annexure-I | Submitted vide Distribution True-up petition for 2nd control Period as Annexure-I
1357 | Loading & Unloading ,transport of T<(>&< | NALGONDA | 22.12.2012 | 0.004751 | Submitted vide Distribution True-up petition for 2nd control Period as Annexure-I | Submitted vide Distribution True-up petition for 2nd control Period as Annexure-I
1358 | DTR meters under R-APDRP Nalgonda Tow-2 | NALGONDA | 29.08.2012 | 0.044832 | Submitted vide Distribution True-up petition for 2nd control Period as Annexure-I | Submitted vide Distribution True-up petition for 2nd control Period as Annexure-I
1359 | DTR meters under R-APDRP Nalgond Town-2 | NALGONDA | 29.08.2012 | 0.044468 | Submitted vide Distribution True-up petition for 2nd control Period as Annexure-I | Submitted vide Distribution True-up petition for 2nd control Period as Annexure-I
1360 | E/sto 15HPl load to Sri V.padammaat Yell | NALGONDA | 19.06.2012 | 0.013123 | Submitted vide Distribution True-up petition for 2nd control Period as Annexure-I | Submitted vide Distribution True-up petition for 2nd control Period as Annexure-I
1361 | E/s to 7*40w st Light at Yellanki(V) | NALGONDA | 14.06.2012 | 0.0018337 | Submitted vide Distribution True-up petition for 2nd control Period as Annexure-I | Submitted vide Distribution True-up petition for 2nd control Period as Annexure-I
1362 | 3X5HP to P.Parvathamma at Munipampula(v) | NALGONDA | 30.07.2012 | 0.01001 | Submitted vide Distribution True-up petition for 2nd control Period as Annexure-I | Submitted vide Distribution True-up petition for 2nd control Period as Annexure-I
1363 | 3*5HP Agl to P.Yadireddy BTPally (V) | NALGONDA | 28.07.2012 | 0.0098589 | Submitted vide Distribution True-up petition for 2nd control Period as Annexure-I | Submitted vide Distribution True-up petition for 2nd control Period as Annexure-I
1364 | E/s to 4*5HP Agl P.Renuka at ch.kaparthy | NALGONDA | 04.12.2012 | 0.017058 | Submitted vide Distribution True-up petition for 2nd control Period as Annexure-I | Submitted vide Distribution True-up petition for 2nd control Period as Annexure-I
1365 | E/s to3* 5HP AglM.Chava at Ch.kaparthy( | NALGONDA | 04.12.2012 | 0.014866 | Submitted vide Distribution True-up petition for 2nd control Period as Annexure-I | Submitted vide Distribution True-up petition for 2nd control Period as Annexure-I
1366 | E/s to 4* 5HP Agl Y.RAMARAOat shivaneni | NALGONDA | 04.12.2012 | 0.016494 | Submitted vide Distribution True-up petition for 2nd control Period as Annexure-I | Submitted vide Distribution True-up petition for 2nd control Period as Annexure-I
1367 | E/sto4*5HP AglB.GoverdhanReddyatPeddakap | NALGONDA | 03.12.2012 | 0.015962 | Submitted vide Distribution True-up petition for 2nd control Period as Annexure-I | Submitted vide Distribution True-up petition for 2nd control Period as Annexure-I
1368 | Estimate for E/s to 60 KW Domestic load | NALGONDA | 22.08.2012 | 0.02245 | Submitted vide Distribution True-up petition for 2nd control Period as Annexure-I | Submitted vide Distribution True-up petition for 2nd control Period as Annexure-I
1369 | E/s. to 1 No. HT Supply at Nampally Sect | NALGONDA | 25.11.2012 | 0.058872 | Submitted vide Distribution True-up petition for 2nd control Period as Annexure-I | Submitted vide Distribution True-up petition for 2nd control Period as Annexure-I
1370 | E/s to M.kashaiah&2NosatChitriyalainCPT. | NALGONDA | 14.10.2012 | 0.010195 | Submitted vide Distribution True-up petition for 2nd control Period as Annexure-I | Submitted vide Distribution True-up petition for 2nd control Period as Annexure-I
1371 | E/s to K.Anjaiah&2NosatChitriyalainCPT. | NALGONDA | 14.10.2012 | 0.010165 | Submitted vide Distribution True-up petition for 2nd control Period as Annexure-I | Submitted vide Distribution True-up petition for 2nd control Period as Annexure-I
1372 | E/s.toSri.V.Sharru&2Nosat Buggathanda | NALGONDA | 21.02.2013 | 0.010169 | Submitted vide Distribution True-up petition for 2nd control Period as Annexure-I | Submitted vide Distribution True-up petition for 2nd control Period as Annexure-I
1373 | E/stoAmireddyMallareddy&2NosinMurupununt | NALGONDA | 14.10.2012 | 0.010555 | Submitted vide Distribution True-up petition for 2nd control Period as Annexure-I | Submitted vide Distribution True-up petition for 2nd control Period as Annexure-I
1374 | Erection1X63KVAAddl.DTRSS3Shivannaguda | NALGONDA | 11.08.2012 | 0.019084 | Submitted vide Distribution True-up petition for 2nd control Period as Annexure-I | Submitted vide Distribution True-up petition for 2nd control Period as Annexure-I
1375 | Ereof1No25kvaAddl.dtronss-27atThimmapur | NALGONDA | 14.10.2012 | 0.0097938 | Submitted vide Distribution True-up petition for 2nd control Period as Annexure-I | Submitted vide Distribution True-up petition for 2nd control Period as Annexure-I
1376 | Erection1X63KVAAddl.DTRSS7RRPallyMarrigu | NALGONDA | 13.12.2012 | 0.0015247 | Submitted vide Distribution True-up petition for 2nd control Period as Annexure-I | Submitted vide Distribution True-up petition for 2nd control Period as Annexure-I
1377 | E/sto74HPIndl.M/sSreeja Rice Ind.Damarch | NALGONDA | 07.08.2012 | 0.024159 | Submitted vide Distribution True-up petition for 2nd control Period as Annexure-I | Submitted vide Distribution True-up petition for 2nd control Period as Annexure-I
1378 | DTR meters underR-APDRPFCI Town feed in | NALGONDA | 20.07.2012 | 0.024328 | Submitted vide Distribution True-up petition for 2nd control Period as Annexure-I | Submitted vide Distribution True-up petition for 2nd control Period as Annexure-I
1379 | DTR meters underR-APDR FCI Indl feed in | NALGONDA | 21.07.2012 | 0.026547 | Submitted vide Distribution True-up petition for 2nd control Period as Annexure-I | Submitted vide Distribution True-up petition for 2nd control Period as Annexure-I
1380 | E/s to3*5HPagl D.Bixmaiah at Aregudem(V) | NALGONDA | 04.12.2012 | 0.012532 | Submitted vide Distribution True-up petition for 2nd control Period as Annexure-I | Submitted vide Distribution True-up petition for 2nd control Period as Annexure-I
1381 | Erection of 1No 63KVA Addl DTR On SS-8/1 | NALGONDA | 08.11.2012 | 0.0056202 | Submitted vide Distribution True-up petition for 2nd control Period as Annexure-I | Submitted vide Distribution True-up petition for 2nd control Period as Annexure-I
1382 | Re-orienta.of 1*100KVunder ss.44 Morsugu | NALGONDA | 31.12.2012 | 0.012105 | Submitted vide Distribution True-up petition for 2nd control Period as Annexure-I | Submitted vide Distribution True-up petition for 2nd control Period as Annexure-I
1383 | E/sor 1No addl 25KVA DTR SS9Elikatte(V) | NALGONDA | 06.07.2012 | 0.011847 | Submitted vide Distribution True-up petition for 2nd control Period as Annexure-I | Submitted vide Distribution True-up petition for 2nd control Period as Annexure-I
1384 | Erection of 25KVA DTR on SS-I Buddi (T) | NALGONDA | 26.11.2012 | 0.02285 | Submitted vide Distribution True-up petition for 2nd control Period as Annexure-I | Submitted vide Distribution True-up petition for 2nd control Period as Annexure-I
1385 | Estimate for Enhancement of load from 5K | NALGONDA | 25.11.2012 | 0.028711 | Submitted vide Distribution True-up petition for 2nd control Period as Annexure-I | Submitted vide Distribution True-up petition for 2nd control Period as Annexure-I
1386 | Sri.Kavali Mallaiah & 3Nos at Kurampally | NALGONDA | 20.06.2012 | 0.017484 | Submitted vide Distribution True-up petition for 2nd control Period as Annexure-I | Submitted vide Distribution True-up petition for 2nd control Period as Annexure-I
1387 | Sri.L.Anjaiah & 2 Nos at Regatte (V) | NALGONDA | 20.06.2012 | 0.014517 | Submitted vide Distribution True-up petition for 2nd control Period as Annexure-I | Submitted vide Distribution True-up petition for 2nd control Period as Annexure-I
1388 | E/s to 1x100KVA Addl.DTR Under.SS2 at | NALGONDA | 07.06.2012 | 0.013934 | Submitted vide Distribution True-up petition for 2nd control Period as Annexure-I | Submitted vide Distribution True-up petition for 2nd control Period as Annexure-I
1389 | E/s to 1x100KVA Addl.DTR Under.SS4 at | NALGONDA | 07.06.2012 | 0.01393 | Submitted vide Distribution True-up petition for 2nd control Period as Annexure-I | Submitted vide Distribution True-up petition for 2nd control Period as Annexure-I
1390 | E/s to 1x63KVA Addl.DTR Under SS.11 at R | NALGONDA | 19.01.2013 | 0.012543 | Submitted vide Distribution True-up petition for 2nd control Period as Annexure-I | Submitted vide Distribution True-up petition for 2nd control Period as Annexure-I
1391 | Erection of 25KVA DTR on SS-31 Anumula ( | NALGONDA | 14.06.2012 | 0.011469 | Submitted vide Distribution True-up petition for 2nd control Period as Annexure-I | Submitted vide Distribution True-up petition for 2nd control Period as Annexure-I
1392 | E/stoK.NarayanaReddy&2NosatZununtla Vill | NALGONDA | 27.04.2012 | 0.0096555 | Submitted vide Distribution True-up petition for 2nd control Period as Annexure-I | Submitted vide Distribution True-up petition for 2nd control Period as Annexure-I
1393 | Revd. E/s to Balaji , 20 HP , Lavoori Th | NALGONDA | 29.08.2012 | 0.01755 | Submitted vide Distribution True-up petition for 2nd control Period as Annexure-I | Submitted vide Distribution True-up petition for 2nd control Period as Annexure-I
1394 | Erection of 0.72KM 11KV I/L at Haliya SS | NALGONDA | 16.07.2012 | 0.019137 | Submitted vide Distribution True-up petition for 2nd control Period as Annexure-I | Submitted vide Distribution True-up petition for 2nd control Period as Annexure-I
1395 | E/s to 18Nos. 40w each Addl.St.light loa | NALGONDA | 21.05.2012 | 0.0085277 | Submitted vide Distribution True-up petition for 2nd control Period as Annexure-I | Submitted vide Distribution True-up petition for 2nd control Period as Annexure-I
1396 | E/s.to 1-Ph 1KWNDLoadtoK.Chandraiah at S | NALGONDA | 14.12.2012 | 0.0034665 | Submitted vide Distribution True-up petition for 2nd control Period as Annexure-I | Submitted vide Distribution True-up petition for 2nd control Period as Annexure-I
1397 | E/s.to1KWNDLoadtoKothaMaraiahatKothulapu | NALGONDA | 15.12.2012 | 0.0048737 | Submitted vide Distribution True-up petition for 2nd control Period as Annexure-I | Submitted vide Distribution True-up petition for 2nd control Period as Annexure-I
1398 | E/s Maragoni jayamma 2no'other N.P(V,M) | NALGONDA | 10.01.2013 | 0.013741 | Submitted vide Distribution True-up petition for 2nd control Period as Annexure-I | Submitted vide Distribution True-up petition for 2nd control Period as Annexure-I
1399 | Supply & Erection of control panel at 33 | NALGONDA | 08.06.2012 | 0.0021839 | Submitted vide Distribution True-up petition for 2nd control Period as Annexure-I | Submitted vide Distribution True-up petition for 2nd control Period as Annexure-I
1400 | E/S to angothu ramulu (5H.P) voilpali NP | NALGONDA | 07.06.2012 | 0.00020187 | Submitted vide Distribution True-up petition for 2nd control Period as Annexure-I | Submitted vide Distribution True-up petition for 2nd control Period as Annexure-I
1401 | Refurbishment of Civil work atShiv.Gudem | NALGONDA | 08.06.2012 | 0.049538 | Submitted vide Distribution True-up petition for 2nd control Period as Annexure-I | Submitted vide Distribution True-up petition for 2nd control Period as Annexure-I
1402 | Sri.Guvva Laxma Reddy S/O China Linga Re | NALGONDA | 01.11.2012 | 0.015434 | Submitted vide Distribution True-up petition for 2nd control Period as Annexure-I | Submitted vide Distribution True-up petition for 2nd control Period as Annexure-I
1403 | E/s.toSriD.ParsuRamu&6NoOthJ.R.GudeminTP | NALGONDA | 18.06.2012 | 0.029108 | Submitted vide Distribution True-up petition for 2nd control Period as Annexure-I | Submitted vide Distribution True-up petition for 2nd control Period as Annexure-I
1404 | E/S to S.Rambabu at Ch.Suraram (V) | NALGONDA | 18.06.2012 | 0.015671 | Submitted vide Distribution True-up petition for 2nd control Period as Annexure-I | Submitted vide Distribution True-up petition for 2nd control Period as Annexure-I
1405 | Smt.Vitikala Uma & 2 Nos at Indlooru (V) | NALGONDA | 04.12.2012 | 0.015165 | Submitted vide Distribution True-up petition for 2nd control Period as Annexure-I | Submitted vide Distribution True-up petition for 2nd control Period as Annexure-I
1406 | M/s. Laxmi Narsimha Rice Industries, Cha | NALGONDA | 15.01.2013 | 0.017385 | Submitted vide Distribution True-up petition for 2nd control Period as Annexure-I | Submitted vide Distribution True-up petition for 2nd control Period as Annexure-I
1407 | E/s to PWS Scheme 5HP Sath T | NALGONDA | 13.07.2012 | 0.0010114 | Submitted vide Distribution True-up petition for 2nd control Period as Annexure-I | Submitted vide Distribution True-up petition for 2nd control Period as Annexure-I
1408 | Estimate for 1No 8kw Non-Domestic load | NALGONDA | 25.11.2012 | 0.0056882 | Submitted vide Distribution True-up petition for 2nd control Period as Annexure-I | Submitted vide Distribution True-up petition for 2nd control Period as Annexure-I
1409 | Erukala Anjamma^2Nos(15HP)Thatikole (V) | NALGONDA | 20.10.2012 | 0.010443 | Submitted vide Distribution True-up petition for 2nd control Period as Annexure-I | Submitted vide Distribution True-up petition for 2nd control Period as Annexure-I
1410 | Thotapally Devaiah&3Nos(20HP)Gollapally | NALGONDA | 16.10.2012 | 0.017319 | Submitted vide Distribution True-up petition for 2nd control Period as Annexure-I | Submitted vide Distribution True-up petition for 2nd control Period as Annexure-I
1411 | Kottagolla Chandraiah&3Nos(20HP)Gollapal | NALGONDA | 01.06.2012 | 0.017352 | Submitted vide Distribution True-up petition for 2nd control Period as Annexure-I | Submitted vide Distribution True-up petition for 2nd control Period as Annexure-I
1412 | Kolukulapally Nagaraju&2 Nos(15HP) Iddam | NALGONDA | 28.03.2013 | 0.010299 | Submitted vide Distribution True-up petition for 2nd control Period as Annexure-I | Submitted vide Distribution True-up petition for 2nd control Period as Annexure-I
1413 | NeerukantiRamulamma&3Nos.(20HP)Iddampall | NALGONDA | 20.10.2012 | 0.012468 | Submitted vide Distribution True-up petition for 2nd control Period as Annexure-I | Submitted vide Distribution True-up petition for 2nd control Period as Annexure-I
1414 | Pilli Naraiah&3Nos(20HP)Iddampally(V) in | NALGONDA | 20.10.2012 | 0.012468 | Submitted vide Distribution True-up petition for 2nd control Period as Annexure-I | Submitted vide Distribution True-up petition for 2nd control Period as Annexure-I
1415 | Pilli Sathamma&2Nos(15HP)Iddampally (V) | NALGONDA | 20.10.2012 | 0.01017 | Submitted vide Distribution True-up petition for 2nd control Period as Annexure-I | Submitted vide Distribution True-up petition for 2nd control Period as Annexure-I
1416 | E/s.toSri.G.Govardhan&2Nosatpadamatally | NALGONDA | 22.03.2013 | 0.010101 | Submitted vide Distribution True-up petition for 2nd control Period as Annexure-I | Submitted vide Distribution True-up petition for 2nd control Period as Annexure-I
1417 | Ere.of1No.25KVASS-3atR.C.Poor(V)inKanaga | NALGONDA | 16.06.2012 | 0.0095142 | Submitted vide Distribution True-up petition for 2nd control Period as Annexure-I | Submitted vide Distribution True-up petition for 2nd control Period as Annexure-I
1418 | Sri.Boddupally Rambabu S/O Sailu at Ch.M | NALGONDA | 22.11.2012 | 0.010779 | Submitted vide Distribution True-up petition for 2nd control Period as Annexure-I | Submitted vide Distribution True-up petition for 2nd control Period as Annexure-I
1419 | 4X5HP to S.Rukma Reddy & ot at Bachuppal | NALGONDA | 21.06.2012 | 0.015055 | Submitted vide Distribution True-up petition for 2nd control Period as Annexure-I | Submitted vide Distribution True-up petition for 2nd control Period as Annexure-I
1420 | Ere.of1No.15KVADTRatThipparthy(V) & (M) | NALGONDA | 18.05.2012 | 0.0078518 | Submitted vide Distribution True-up petition for 2nd control Period as Annexure-I | Submitted vide Distribution True-up petition for 2nd control Period as Annexure-I
1421 | Ere.of1No.15KVADTR at Palem (V) in | NALGONDA | 21.07.2012 | 0.0035102 | Submitted vide Distribution True-up petition for 2nd control Period as Annexure-I | Submitted vide Distribution True-up petition for 2nd control Period as Annexure-I
1422 | Estimate to 1No.15KW Non-Domestic Load t | NALGONDA | 14.06.2012 | 0.019601 | Submitted vide Distribution True-up petition for 2nd control Period as Annexure-I | Submitted vide Distribution True-up petition for 2nd control Period as Annexure-I
1423 | Sri.B.Ramalingam & 2 Nos at Indugula | NALGONDA | 16.10.2012 | 0.01529 | Submitted vide Distribution True-up petition for 2nd control Period as Annexure-I | Submitted vide Distribution True-up petition for 2nd control Period as Annexure-I
1424 | E/s.toD.MadanMohanRed&3No.atThipparthy | NALGONDA | 20.06.2012 | 0.019064 | Submitted vide Distribution True-up petition for 2nd control Period as Annexure-I | Submitted vide Distribution True-up petition for 2nd control Period as Annexure-I
1425 | E/S toJukuri Lingaiah S/O Somaiah and 2 | NALGONDA | 16.08.2012 | 0.014293 | Submitted vide Distribution True-up petition for 2nd control Period as Annexure-I | Submitted vide Distribution True-up petition for 2nd control Period as Annexure-I
1426 | 4X5HP toG.Sarala&ot at Laxmapuram(v) | NALGONDA | 20.06.2012 | 0.010983 | Submitted vide Distribution True-up petition for 2nd control Period as Annexure-I | Submitted vide Distribution True-up petition for 2nd control Period as Annexure-I
1427 | 3*5hp to Ch.Bhaskar Reddy Yellanki(V) | NALGONDA | 21.06.2012 | 0.010053 | Submitted vide Distribution True-up petition for 2nd control Period as Annexure-I | Submitted vide Distribution True-up petition for 2nd control Period as Annexure-I
1428 | 3X5HP to k.madhusudhan Reddy at Palliwad | NALGONDA | 24.07.2012 | 0.013636 | Submitted vide Distribution True-up petition for 2nd control Period as Annexure-I | Submitted vide Distribution True-up petition for 2nd control Period as Annexure-I
1429 | 3*5HP to A.Kiran Kumar at Siripuram(V) | NALGONDA | 19.06.2012 | 0.012612 | Submitted vide Distribution True-up petition for 2nd control Period as Annexure-I | Submitted vide Distribution True-up petition for 2nd control Period as Annexure-I
1430 | Ere.of 1No 63KVA Addl DTR underSS 4 | NALGONDA | 03.09.2012 | 0.017825 | Submitted vide Distribution True-up petition for 2nd control Period as Annexure-I | Submitted vide Distribution True-up petition for 2nd control Period as Annexure-I
1431 | Ere.of1No.15KVADTR at Naidupalem (V) in | NALGONDA | 21.07.2012 | 0.0038369 | Submitted vide Distribution True-up petition for 2nd control Period as Annexure-I | Submitted vide Distribution True-up petition for 2nd control Period as Annexure-I
1432 | Ere.of1No.15KVADTR at Ramadugu(V) in | NALGONDA | 21.07.2012 | 0.0043123 | Submitted vide Distribution True-up petition for 2nd control Period as Annexure-I | Submitted vide Distribution True-up petition for 2nd control Period as Annexure-I
1433 | Ere.of1No.15KVADTR at Anumula (V) in | NALGONDA | 21.07.2012 | 0.005111 | Submitted vide Distribution True-up petition for 2nd control Period as Annexure-I | Submitted vide Distribution True-up petition for 2nd control Period as Annexure-I
1434 | E/s to1No.15KVAS-PhDTRfor P.V.Kunta | NALGONDA | 21.07.2012 | 0.0037869 | Submitted vide Distribution True-up petition for 2nd control Period as Annexure-I | Submitted vide Distribution True-up petition for 2nd control Period as Annexure-I
1435 | E/s.to15Nos.40WSt.LightatARGudeminNLGR | NALGONDA | 24.04.2012 | 0.0082757 | Submitted vide Distribution True-up petition for 2nd control Period as Annexure-I | Submitted vide Distribution True-up petition for 2nd control Period as Annexure-I
1436 | E/s.to15Nos.40WSt.LightatGKAnnaramNLGR | NALGONDA | 30.08.2012 | 0.0082757 | Submitted vide Distribution True-up petition for 2nd control Period as Annexure-I | Submitted vide Distribution True-up petition for 2nd control Period as Annexure-I
1437 | E/s.to20Nos.40W.St.LightsatVelugupallyNL | NALGONDA | 24.04.2012 | 0.011231 | Submitted vide Distribution True-up petition for 2nd control Period as Annexure-I | Submitted vide Distribution True-up petition for 2nd control Period as Annexure-I
1438 | Sri.K.Venkatesh Sagar & 2 Nos at Auravan | NALGONDA | 24.04.2012 | 0.012157 | Submitted vide Distribution True-up petition for 2nd control Period as Annexure-I | Submitted vide Distribution True-up petition for 2nd control Period as Annexure-I
1439 | Smt.Sk.Ramzanbee at & 5 Nos at Auravani | NALGONDA | 23.04.2012 | 0.022211 | Submitted vide Distribution True-up petition for 2nd control Period as Annexure-I | Submitted vide Distribution True-up petition for 2nd control Period as Annexure-I
1440 | Ere. of 3Nos LT poles at Lakalpenta Than | NALGONDA | 08.09.2012 | 0.0014099 | Submitted vide Distribution True-up petition for 2nd control Period as Annexure-I | Submitted vide Distribution True-up petition for 2nd control Period as Annexure-I
1441 | 3*5HP to M.Sathaiah at Veliminedu(V) | NALGONDA | 11.11.2012 | 0.014087 | Submitted vide Distribution True-up petition for 2nd control Period as Annexure-I | Submitted vide Distribution True-up petition for 2nd control Period as Annexure-I
1442 | Ereof15PospolesatBuddidhagatH/oPeddaguma | NALGONDA | 08.09.2012 | 0.0078657 | Submitted vide Distribution True-up petition for 2nd control Period as Annexure-I | Submitted vide Distribution True-up petition for 2nd control Period as Annexure-I
1443 | Ereof20NospolesatAngadipetaUnderRGGVY | NALGONDA | 08.09.2012 | 0.010312 | Submitted vide Distribution True-up petition for 2nd control Period as Annexure-I | Submitted vide Distribution True-up petition for 2nd control Period as Annexure-I
1444 | Er.10NosAddl.StLightsatAzmapuram(V) | NALGONDA | 08.09.2012 | 0.0062594 | Submitted vide Distribution True-up petition for 2nd control Period as Annexure-I | Submitted vide Distribution True-up petition for 2nd control Period as Annexure-I
1445 | Er.10NosAddl.StLightsatMunavathThanda | NALGONDA | 08.09.2012 | 0.00682 | Submitted vide Distribution True-up petition for 2nd control Period as Annexure-I | Submitted vide Distribution True-up petition for 2nd control Period as Annexure-I
1446 | Ereof10NospolesatRampuram in RGGVy | NALGONDA | 31.08.2012 | 0.0056781 | Submitted vide Distribution True-up petition for 2nd control Period as Annexure-I | Submitted vide Distribution True-up petition for 2nd control Period as Annexure-I
1447 | Ere. of 15KVA DTRat Y.K.Thanda(V) | NALGONDA | 08.09.2012 | 0.0079044 | Submitted vide Distribution True-up petition for 2nd control Period as Annexure-I | Submitted vide Distribution True-up petition for 2nd control Period as Annexure-I
1448 | Er of 22Nos intermediate poles MLG T-II | NALGONDA | 11.06.2012 | 0.009274 | Submitted vide Distribution True-up petition for 2nd control Period as Annexure-I | Submitted vide Distribution True-up petition for 2nd control Period as Annexure-I
1449 | Er of 10Nos 9.1M 11KV intermediate poles | NALGONDA | 11.06.2012 | 0.0075365 | Submitted vide Distribution True-up petition for 2nd control Period as Annexure-I | Submitted vide Distribution True-up petition for 2nd control Period as Annexure-I
1450 | Er of 20Nos intermediate poles MLG T-II | NALGONDA | 11.06.2012 | 0.0089123 | Submitted vide Distribution True-up petition for 2nd control Period as Annexure-I | Submitted vide Distribution True-up petition for 2nd control Period as Annexure-I
1451 | Thadakamalla Vinodkumar&3Nos. Yerrabelly | NALGONDA | 03.07.2012 | 0.018153 | Submitted vide Distribution True-up petition for 2nd control Period as Annexure-I | Submitted vide Distribution True-up petition for 2nd control Period as Annexure-I
1452 | Estt.forGPRSModemsinNalgondaT-1Section | NALGONDA | 06.06.2012 | 0.0034231 | Submitted vide Distribution True-up petition for 2nd control Period as Annexure-I | Submitted vide Distribution True-up petition for 2nd control Period as Annexure-I
1453 | Sri .M.Satyannarayana & 5 Nos at Rajupet | NALGONDA | 18.06.2012 | 0.018465 | Submitted vide Distribution True-up petition for 2nd control Period as Annexure-I | Submitted vide Distribution True-up petition for 2nd control Period as Annexure-I
1454 | E/s.toSri.M.Lingiah&2Nos.OtheatChamledu | NALGONDA | 16.06.2012 | 0.011004 | Submitted vide Distribution True-up petition for 2nd control Period as Annexure-I | Submitted vide Distribution True-up petition for 2nd control Period as Annexure-I
1455 | E/s.toG.KrishnaMurthy&2Nos.atShakajipurG | NALGONDA | 16.06.2012 | 0.01056 | Submitted vide Distribution True-up petition for 2nd control Period as Annexure-I | Submitted vide Distribution True-up petition for 2nd control Period as Annexure-I
1456 | E/SS.sharath kumar&3noseach5hp20hpVinjam | NALGONDA | 27.06.2012 | 0.011892 | Submitted vide Distribution True-up petition for 2nd control Period as Annexure-I | Submitted vide Distribution True-up petition for 2nd control Period as Annexure-I
1457 | E/sD.Mallaiah&3Noseach5Hp20HPVinjamoor | NALGONDA | 11.12.2012 | 0.013945 | Submitted vide Distribution True-up petition for 2nd control Period as Annexure-I | Submitted vide Distribution True-up petition for 2nd control Period as Annexure-I
1458 | E/SS.sathaiah&2noseach5hp15hpNasarlapall | NALGONDA | 27.06.2012 | 0.0095149 | Submitted vide Distribution True-up petition for 2nd control Period as Annexure-I | Submitted vide Distribution True-up petition for 2nd control Period as Annexure-I
1459 | 13Nos40wat Thadakamalla(V) under RGGVY | NALGONDA | 01.01.2013 | 0.0086136 | Submitted vide Distribution True-up petition for 2nd control Period as Annexure-I | Submitted vide Distribution True-up petition for 2nd control Period as Annexure-I
1460 | 13Nos40wat Yadgarpally(V) under RGGVY | NALGONDA | 01.01.2013 | 0.0086136 | Submitted vide Distribution True-up petition for 2nd control Period as Annexure-I | Submitted vide Distribution True-up petition for 2nd control Period as Annexure-I
1461 | 13Nos40wat V K palem(V) under RGGVY | NALGONDA | 01.01.2013 | 0.0086517 | Submitted vide Distribution True-up petition for 2nd control Period as Annexure-I | Submitted vide Distribution True-up petition for 2nd control Period as Annexure-I
1462 | 13Nos40wat Thadakamalla (V) under RGGVY | NALGONDA | 01.01.2013 | 0.0086517 | Submitted vide Distribution True-up petition for 2nd control Period as Annexure-I | Submitted vide Distribution True-up petition for 2nd control Period as Annexure-I
1463 | 09Nos40wat Erravulapade,H/o.yadgarpally( | NALGONDA | 03.01.2013 | 0.009139 | Submitted vide Distribution True-up petition for 2nd control Period as Annexure-I | Submitted vide Distribution True-up petition for 2nd control Period as Annexure-I
1464 | 09Nos40wat Ravindernagar,H/o.Nandipad(V) | NALGONDA | 02.01.2013 | 0.0086284 | Submitted vide Distribution True-up petition for 2nd control Period as Annexure-I | Submitted vide Distribution True-up petition for 2nd control Period as Annexure-I
1465 | 09Nos40wat Ramchander ThandaH/o.Nandipad | NALGONDA | 03.01.2013 | 0.0086284 | Submitted vide Distribution True-up petition for 2nd control Period as Annexure-I | Submitted vide Distribution True-up petition for 2nd control Period as Annexure-I
1466 | 13Nos40wat Thungapad(V) under RGGVY | NALGONDA | 01.01.2013 | 0.008648 | Submitted vide Distribution True-up petition for 2nd control Period as Annexure-I | Submitted vide Distribution True-up petition for 2nd control Period as Annexure-I
1467 | 09Nos40wat Alagadapa(V)under RGGVY | NALGONDA | 01.02.2013 | 0.0086284 | Submitted vide Distribution True-up petition for 2nd control Period as Annexure-I | Submitted vide Distribution True-up petition for 2nd control Period as Annexure-I
1468 | 13Nos40wat Gudur V) under RGGVY | NALGONDA | 01.01.2013 | 0.008648 | Submitted vide Distribution True-up petition for 2nd control Period as Annexure-I | Submitted vide Distribution True-up petition for 2nd control Period as Annexure-I
1469 | 13Nos40watLavodi Thanda V) under RGGVY | NALGONDA | 20.02.2013 | 0.00013004 | Submitted vide Distribution True-up petition for 2nd control Period as Annexure-I | Submitted vide Distribution True-up petition for 2nd control Period as Annexure-I
1470 | 13Nos40wat Ravulapenta(V) under RGGVY | NALGONDA | 22.03.2013 | 0.010077 | Submitted vide Distribution True-up petition for 2nd control Period as Annexure-I | Submitted vide Distribution True-up petition for 2nd control Period as Annexure-I
1471 | Estt.forGPRSModemsinNalgondaT-2Section | NALGONDA | 24.05.2012 | 0.036689 | Submitted vide Distribution True-up petition for 2nd control Period as Annexure-I | Submitted vide Distribution True-up petition for 2nd control Period as Annexure-I
1472 | Ere.of0.6KMInt.Lineat ADPallyatThipparth | NALGONDA | 08.06.2012 | 0.0091133 | Submitted vide Distribution True-up petition for 2nd control Period as Annexure-I | Submitted vide Distribution True-up petition for 2nd control Period as Annexure-I
1473 | Addl DTRonSS-73 at Hanumanpet in MLG T-I | NALGONDA | 06.08.2012 | 0.016603 | Submitted vide Distribution True-up petition for 2nd control Period as Annexure-I | Submitted vide Distribution True-up petition for 2nd control Period as Annexure-I
1474 | E/s.toG.Shekar&2Nos.atAnneparthyinNLGRur | NALGONDA | 18.07.2012 | 0.0094411 | Submitted vide Distribution True-up petition for 2nd control Period as Annexure-I | Submitted vide Distribution True-up petition for 2nd control Period as Annexure-I
1475 | E/s.toV.Prakash &3 Nos.atKanchanapallyNL | NALGONDA | 06.07.2012 | 0.014583 | Submitted vide Distribution True-up petition for 2nd control Period as Annexure-I | Submitted vide Distribution True-up petition for 2nd control Period as Annexure-I
1476 | E/s.to25*40WSt.LightatMunugoduTown | NALGONDA | 04.04.2012 | 0.012536 | Submitted vide Distribution True-up petition for 2nd control Period as Annexure-I | Submitted vide Distribution True-up petition for 2nd control Period as Annexure-I
1477 | Ere.of1No.15KVADTR at Veerlagadda Thanda | NALGONDA | 21.07.2012 | 0.0057086 | Submitted vide Distribution True-up petition for 2nd control Period as Annexure-I | Submitted vide Distribution True-up petition for 2nd control Period as Annexure-I
1478 | Ere.of1No.15KVADTR at Alvala X Road(V)in | NALGONDA | 22.07.2012 | 0.0038092 | Submitted vide Distribution True-up petition for 2nd control Period as Annexure-I | Submitted vide Distribution True-up petition for 2nd control Period as Annexure-I
1479 | Ere.of3Nos.15KVADTRsatJanagan&Hamlates | NALGONDA | 11.01.2013 | 0.01236 | Submitted vide Distribution True-up petition for 2nd control Period as Annexure-I | Submitted vide Distribution True-up petition for 2nd control Period as Annexure-I
1480 | E/Sto2*5hpaglp.Prabhakar under INDIRAPRA | NALGONDA | 14.12.2012 | 0.0055494 | Submitted vide Distribution True-up petition for 2nd control Period as Annexure-I | Submitted vide Distribution True-up petition for 2nd control Period as Annexure-I
1481 | E/Ssri p.ramesh& 2nos oth M.R gudem N.P. | NALGONDA | 10.01.2013 | 0.014667 | Submitted vide Distribution True-up petition for 2nd control Period as Annexure-I | Submitted vide Distribution True-up petition for 2nd control Period as Annexure-I
1482 | E/S to15 HP N.NArsimaiah&2No.sothers | NALGONDA | 10.01.2013 | 0.01451 | Submitted vide Distribution True-up petition for 2nd control Period as Annexure-I | Submitted vide Distribution True-up petition for 2nd control Period as Annexure-I
1483 | Ere.of1No.1-Ph15KVADTRatYerragadlagudeTP | NALGONDA | 18.05.2012 | 0.0032307 | Submitted vide Distribution True-up petition for 2nd control Period as Annexure-I | Submitted vide Distribution True-up petition for 2nd control Period as Annexure-I
1484 | Erec.of1No.15KVADTRSS-24atThipparthyMHQ | NALGONDA | 25.06.2012 | 0.0075616 | Submitted vide Distribution True-up petition for 2nd control Period as Annexure-I | Submitted vide Distribution True-up petition for 2nd control Period as Annexure-I
1485 | E/s to 9Nos. at Ambothu (T) Thowklapoor | NALGONDA | 26.10.2012 | 0.0095701 | Submitted vide Distribution True-up petition for 2nd control Period as Annexure-I | Submitted vide Distribution True-up petition for 2nd control Period as Annexure-I
1486 | E/s to 9Nos. at Voilkol BC colony in Din | NALGONDA | 26.10.2012 | 0.0095654 | Submitted vide Distribution True-up petition for 2nd control Period as Annexure-I | Submitted vide Distribution True-up petition for 2nd control Period as Annexure-I
1487 | E/s to 9Nos. at Kotha(T)ST colony Thowkl | NALGONDA | 26.10.2012 | 0.0096453 | Submitted vide Distribution True-up petition for 2nd control Period as Annexure-I | Submitted vide Distribution True-up petition for 2nd control Period as Annexure-I
1488 | E/s to 9Nos. at Nagaradubba (T)V.B.Pally | NALGONDA | 26.10.2012 | 0.0095823 | Submitted vide Distribution True-up petition for 2nd control Period as Annexure-I | Submitted vide Distribution True-up petition for 2nd control Period as Annexure-I
1489 | E/s to 9Nos. at SC colony Thowklapoor (V | NALGONDA | 26.10.2012 | 0.0091336 | Submitted vide Distribution True-up petition for 2nd control Period as Annexure-I | Submitted vide Distribution True-up petition for 2nd control Period as Annexure-I
1490 | E/s to 9Nos. at Loyar Shettikunta Thowkl | NALGONDA | 26.10.2012 | 0.0092239 | Submitted vide Distribution True-up petition for 2nd control Period as Annexure-I | Submitted vide Distribution True-up petition for 2nd control Period as Annexure-I
1491 | E/s to 9Nos. at BC colony Singarajpally | NALGONDA | 26.10.2012 | 0.0092545 | Submitted vide Distribution True-up petition for 2nd control Period as Annexure-I | Submitted vide Distribution True-up petition for 2nd control Period as Annexure-I
1492 | 12Nos.40W.St.Lights toVenkatapuram (V) | NALGONDA | 04.12.2012 | 0.007016 | Submitted vide Distribution True-up petition for 2nd control Period as Annexure-I | Submitted vide Distribution True-up petition for 2nd control Period as Annexure-I
1493 | Erection of 1x15KVA DTR Sreerampuram (V) | NALGONDA | 08.08.2012 | 0.0010558 | Submitted vide Distribution True-up petition for 2nd control Period as Annexure-I | Submitted vide Distribution True-up petition for 2nd control Period as Annexure-I
1494 | Erection of 1x15KVA DTR Eashwarnagar | NALGONDA | 08.08.2012 | 0.0017888 | Submitted vide Distribution True-up petition for 2nd control Period as Annexure-I | Submitted vide Distribution True-up petition for 2nd control Period as Annexure-I
1495 | Enh.of load 20hp to 49hp to 6550/IIIA | NALGONDA | 28.11.2012 | 0.012289 | Submitted vide Distribution True-up petition for 2nd control Period as Annexure-I | Submitted vide Distribution True-up petition for 2nd control Period as Annexure-I
1496 | 12Nos.40W.St.Lights to Yerragudem (V) | NALGONDA | 04.12.2012 | 0.0070377 | Submitted vide Distribution True-up petition for 2nd control Period as Annexure-I | Submitted vide Distribution True-up petition for 2nd control Period as Annexure-I
1497 | 13Nos.40W.St.LightsLaxmipuram<(>&<)>G.K. | NALGONDA | 04.12.2012 | 0.007502 | Submitted vide Distribution True-up petition for 2nd control Period as Annexure-I | Submitted vide Distribution True-up petition for 2nd control Period as Annexure-I
1498 | E/sto10Nos.each40WStreet LightsatDindiSc | NALGONDA | 25.10.2012 | 0.010084 | Submitted vide Distribution True-up petition for 2nd control Period as Annexure-I | Submitted vide Distribution True-up petition for 2nd control Period as Annexure-I
1499 | E/sto09Nos.each40WStreet Lightsatnewgona | NALGONDA | 25.10.2012 | 0.0098274 | Submitted vide Distribution True-up petition for 2nd control Period as Annexure-I | Submitted vide Distribution True-up petition for 2nd control Period as Annexure-I
1500 | E/sto10Nos.each40WStreet LightsatJethiya | NALGONDA | 26.10.2012 | 0.00982 | Submitted vide Distribution True-up petition for 2nd control Period as Annexure-I | Submitted vide Distribution True-up petition for 2nd control Period as Annexure-I
1501 | E/sto12Nos.each40WStreet Lightsatkanduku | NALGONDA | 25.10.2012 | 0.0096032 | Submitted vide Distribution True-up petition for 2nd control Period as Annexure-I | Submitted vide Distribution True-up petition for 2nd control Period as Annexure-I
1502 | Sri.Devara Beeraiah and 2 Nos at Yellare | NALGONDA | 23.04.2012 | 0.0099586 | Submitted vide Distribution True-up petition for 2nd control Period as Annexure-I | Submitted vide Distribution True-up petition for 2nd control Period as Annexure-I
1503 | Sri.Ch.Lingaiah & 2 Nos at Cheruvugattu | NALGONDA | 12.06.2012 | 0.0071268 | Submitted vide Distribution True-up petition for 2nd control Period as Annexure-I | Submitted vide Distribution True-up petition for 2nd control Period as Annexure-I
1504 | Er of CTPT(40/5A)<(>&<)>HT meter to M/s | NALGONDA | 01.08.2012 | 0.0037168 | Submitted vide Distribution True-up petition for 2nd control Period as Annexure-I | Submitted vide Distribution True-up petition for 2nd control Period as Annexure-I
1505 | Erection of Intermediate poles in 11KV T | NALGONDA | 05.03.2013 | 0.010222 | Submitted vide Distribution True-up petition for 2nd control Period as Annexure-I | Submitted vide Distribution True-up petition for 2nd control Period as Annexure-I
1506 | Pankerla Mangamma,Kondapur,25KVA | NALGONDA | 05.03.2013 | 0.018863 | Submitted vide Distribution True-up petition for 2nd control Period as Annexure-I | Submitted vide Distribution True-up petition for 2nd control Period as Annexure-I
1507 | Erection1X63KVAADdl.DTRSS6VattipallyMarr | NALGONDA | 16.03.2013 | 0.0059082 | Submitted vide Distribution True-up petition for 2nd control Period as Annexure-I | Submitted vide Distribution True-up petition for 2nd control Period as Annexure-I
1508 | M.Venkataiah&2Noseach5HP20HPRamreddypall | NALGONDA | 11.08.2012 | 0.018136 | Submitted vide Distribution True-up petition for 2nd control Period as Annexure-I | Submitted vide Distribution True-up petition for 2nd control Period as Annexure-I
1509 | E/sto15kvast.light at T.D.pally(v)in Gur | NALGONDA | 16.12.2012 | 0.0044673 | Submitted vide Distribution True-up petition for 2nd control Period as Annexure-I | Submitted vide Distribution True-up petition for 2nd control Period as Annexure-I
1510 | E/s to 9Nos. Cherkupally Gajrala (T) | NALGONDA | 26.10.2012 | 0.0092165 | Submitted vide Distribution True-up petition for 2nd control Period as Annexure-I | Submitted vide Distribution True-up petition for 2nd control Period as Annexure-I
1511 | Ere.of1NO.100KVADTRSS-6Munugodu(M<(>&<)> | NALGONDA | 24.03.2013 | 0.031945 | Submitted vide Distribution True-up petition for 2nd control Period as Annexure-I | Submitted vide Distribution True-up petition for 2nd control Period as Annexure-I
1512 | Ere.of1No.100KVAAddl.DTRSS-31atMunugodu | NALGONDA | 24.03.2013 | 0.020515 | Submitted vide Distribution True-up petition for 2nd control Period as Annexure-I | Submitted vide Distribution True-up petition for 2nd control Period as Annexure-I
1513 | Ere.of1No.63KVAAddl.DTRSS-4atKAlwalapall | NALGONDA | 24.03.2013 | 0.022962 | Submitted vide Distribution True-up petition for 2nd control Period as Annexure-I | Submitted vide Distribution True-up petition for 2nd control Period as Annexure-I
1514 | The existing service no 535 in the name | NALGONDA | 24.03.2013 | 0.011753 | Submitted vide Distribution True-up petition for 2nd control Period as Annexure-I | Submitted vide Distribution True-up petition for 2nd control Period as Annexure-I
1515 | Ramavath Laxman&4Nos(25HP)Mallevanikunta | NALGONDA | 23.11.2012 | 0.01955 | Submitted vide Distribution True-up petition for 2nd control Period as Annexure-I | Submitted vide Distribution True-up petition for 2nd control Period as Annexure-I
1516 | RamavathDasaradha&3Nos.(20HP)Mallevaniku | NALGONDA | 23.11.2012 | 0.016234 | Submitted vide Distribution True-up petition for 2nd control Period as Annexure-I | Submitted vide Distribution True-up petition for 2nd control Period as Annexure-I
1517 | Ramavath Sakru <(>&<)> 3 Nos(20HP)at Mal | NALGONDA | 23.11.2012 | 0.016662 | Submitted vide Distribution True-up petition for 2nd control Period as Annexure-I | Submitted vide Distribution True-up petition for 2nd control Period as Annexure-I
1518 | RamavathDwali&3Nos.(20HP)Mallevanikunta | NALGONDA | 23.11.2012 | 0.016138 | Submitted vide Distribution True-up petition for 2nd control Period as Annexure-I | Submitted vide Distribution True-up petition for 2nd control Period as Annexure-I
1519 | E/s.toS.SeethaReddy&2Nos.atK.RamaramTPT | NALGONDA | 23.04.2012 | 0.011007 | Submitted vide Distribution True-up petition for 2nd control Period as Annexure-I | Submitted vide Distribution True-up petition for 2nd control Period as Annexure-I
1520 | E/s.toSri.J.Jayamma&3NOSOtheatIndloorTP | NALGONDA | 24.04.2012 | 0.017533 | Submitted vide Distribution True-up petition for 2nd control Period as Annexure-I | Submitted vide Distribution True-up petition for 2nd control Period as Annexure-I
1521 | Estimate for 1No 5KW Non-Domestic load t | NALGONDA | 20.12.2012 | 0.017553 | Submitted vide Distribution True-up petition for 2nd control Period as Annexure-I | Submitted vide Distribution True-up petition for 2nd control Period as Annexure-I
1522 | E/s to 10Nos40wst.light Nidmanoor (T) | NALGONDA | 03.08.2012 | 0.0071178 | Submitted vide Distribution True-up petition for 2nd control Period as Annexure-I | Submitted vide Distribution True-up petition for 2nd control Period as Annexure-I
1523 | E/sto12Nos.40wst.lightBankapuram<(>&<)>G | NALGONDA | 05.12.2012 | 0.0083303 | Submitted vide Distribution True-up petition for 2nd control Period as Annexure-I | Submitted vide Distribution True-up petition for 2nd control Period as Annexure-I
1524 | S.Krishna&5Noseach5HP20HPJoyhya(T)Dindi | NALGONDA | 13.11.2012 | 0.02878 | Submitted vide Distribution True-up petition for 2nd control Period as Annexure-I | Submitted vide Distribution True-up petition for 2nd control Period as Annexure-I
1525 | E/s to 10Nos. st.lightsM.R.L.Gud<(>&<)>R | NALGONDA | 06.12.2012 | 0.0059624 | Submitted vide Distribution True-up petition for 2nd control Period as Annexure-I | Submitted vide Distribution True-up petition for 2nd control Period as Annexure-I
1526 | S.pathtya&2Noseach5HP45HPJothya(T)Dindi | NALGONDA | 13.11.2012 | 0.016108 | Submitted vide Distribution True-up petition for 2nd control Period as Annexure-I | Submitted vide Distribution True-up petition for 2nd control Period as Annexure-I
1527 | E/s to 8Nos. St.lights Mukundapuram (V) | NALGONDA | 29.09.2012 | 0.0047787 | Submitted vide Distribution True-up petition for 2nd control Period as Annexure-I | Submitted vide Distribution True-up petition for 2nd control Period as Annexure-I
1528 | E/S for Errection of 1no 5HP Indl load M | NALGONDA | 18.08.2012 | 0.0008762 | Submitted vide Distribution True-up petition for 2nd control Period as Annexure-I | Submitted vide Distribution True-up petition for 2nd control Period as Annexure-I
1529 | E/sto4*5HP Agl B.Yellaiah at Morsugudem | NALGONDA | 16.03.2013 | 0.015998 | Submitted vide Distribution True-up petition for 2nd control Period as Annexure-I | Submitted vide Distribution True-up petition for 2nd control Period as Annexure-I
1530 | E/s to Sri pendyal Vengal Rao S/o Venkat | NALGONDA | 24.08.2012 | 0.017245 | Submitted vide Distribution True-up petition for 2nd control Period as Annexure-I | Submitted vide Distribution True-up petition for 2nd control Period as Annexure-I
1531 | E/stoMD.Nazeer&3no's at Bollaram inGuram | NALGONDA | 27.04.2012 | 0.011793 | Submitted vide Distribution True-up petition for 2nd control Period as Annexure-I | Submitted vide Distribution True-up petition for 2nd control Period as Annexure-I
1532 | E/s.toM.Veeraiah5HPatMakkapallyG.PdouInd | NALGONDA | 14.10.2012 | 0.0026209 | Submitted vide Distribution True-up petition for 2nd control Period as Annexure-I | Submitted vide Distribution True-up petition for 2nd control Period as Annexure-I
1533 | E/s.toSri.M.Sunandat5HPChepuratG.Podu | NALGONDA | 24.04.2012 | 0.001247 | Submitted vide Distribution True-up petition for 2nd control Period as Annexure-I | Submitted vide Distribution True-up petition for 2nd control Period as Annexure-I
1534 | NakkaLakshmaiah5HPSarampet(V)Marriguda(M | NALGONDA | 04.06.2012 | 0.0012984 | Submitted vide Distribution True-up petition for 2nd control Period as Annexure-I | Submitted vide Distribution True-up petition for 2nd control Period as Annexure-I
1535 | B.Bhumaiah5HPAgl.loadSarampet(V)Marrigud | NALGONDA | 04.06.2012 | 0.0012984 | Submitted vide Distribution True-up petition for 2nd control Period as Annexure-I | Submitted vide Distribution True-up petition for 2nd control Period as Annexure-I
1536 | B.Dharmaiah5HPAgl.loadNamapur(V)Marrigud | NALGONDA | 16.07.2012 | 0.0012668 | Submitted vide Distribution True-up petition for 2nd control Period as Annexure-I | Submitted vide Distribution True-up petition for 2nd control Period as Annexure-I
1537 | Smt.P.Jangamma5HPAgl.loadVenkapally(V) | NALGONDA | 04.06.2012 | 0.0012944 | Submitted vide Distribution True-up petition for 2nd control Period as Annexure-I | Submitted vide Distribution True-up petition for 2nd control Period as Annexure-I
1538 | Ere of Intermediate Poles at Chenamnenip | NALGONDA | 08.06.2012 | 0.0021094 | Submitted vide Distribution True-up petition for 2nd control Period as Annexure-I | Submitted vide Distribution True-up petition for 2nd control Period as Annexure-I
1539 | Ere of Intermediate Poles at chintakuntl | NALGONDA | 08.06.2012 | 0.0030174 | Submitted vide Distribution True-up petition for 2nd control Period as Annexure-I | Submitted vide Distribution True-up petition for 2nd control Period as Annexure-I
1540 | Erection of Intermediate Poles at Mudigo | NALGONDA | 08.06.2012 | 0.0024024 | Submitted vide Distribution True-up petition for 2nd control Period as Annexure-I | Submitted vide Distribution True-up petition for 2nd control Period as Annexure-I
1541 | Ere of Intermediate Poles at chintakuntl | NALGONDA | 08.06.2012 | 0.0021385 | Submitted vide Distribution True-up petition for 2nd control Period as Annexure-I | Submitted vide Distribution True-up petition for 2nd control Period as Annexure-I
1542 | Erection of Intermediate Poles at Mudigo | NALGONDA | 08.06.2012 | 0.0021275 | Submitted vide Distribution True-up petition for 2nd control Period as Annexure-I | Submitted vide Distribution True-up petition for 2nd control Period as Annexure-I
1543 | Erection of Intermediate Poles at Pendli | NALGONDA | 22.08.2015 | 0.0020832 | Submitted vide Distribution True-up petition for 2nd control Period as Annexure-I | Submitted vide Distribution True-up petition for 2nd control Period as Annexure-I
1544 | Erection of Intermediate Poles at Kommap | NALGONDA | 22.08.2015 | 0.0020333 | Submitted vide Distribution True-up petition for 2nd control Period as Annexure-I | Submitted vide Distribution True-up petition for 2nd control Period as Annexure-I
1545 | Erection of Intermediate Poles at Pendli | NALGONDA | 22.08.2015 | 0.0020725 | Submitted vide Distribution True-up petition for 2nd control Period as Annexure-I | Submitted vide Distribution True-up petition for 2nd control Period as Annexure-I
1546 | Ere.of 1.2KM 11Kv interlink line at CPT | NALGONDA | 14.10.2012 | 0.021495 | Submitted vide Distribution True-up petition for 2nd control Period as Annexure-I | Submitted vide Distribution True-up petition for 2nd control Period as Annexure-I
1547 | Erection of 100KVAon SS-II Kalwalapalem | NALGONDA | 07.06.2012 | 0.018856 | Submitted vide Distribution True-up petition for 2nd control Period as Annexure-I | Submitted vide Distribution True-up petition for 2nd control Period as Annexure-I
1548 | Erection of 100KVAon SS-VI T.R.Gudem (V) | NALGONDA | 07.06.2012 | 0.015249 | Submitted vide Distribution True-up petition for 2nd control Period as Annexure-I | Submitted vide Distribution True-up petition for 2nd control Period as Annexure-I
1549 | Erection of 25KVA DTR on SS-3 Molkapatna | NALGONDA | 07.06.2012 | 0.016083 | Submitted vide Distribution True-up petition for 2nd control Period as Annexure-I | Submitted vide Distribution True-up petition for 2nd control Period as Annexure-I
1550 | E/s to 1No 1kw Non-Domestic load to sama | NALGONDA | 19.06.2012 | 0.0016974 | Submitted vide Distribution True-up petition for 2nd control Period as Annexure-I | Submitted vide Distribution True-up petition for 2nd control Period as Annexure-I
1551 | Erection of 1No 100KVA Addl DTR on SS-6 | NALGONDA | 05.11.2012 | 0.019706 | Submitted vide Distribution True-up petition for 2nd control Period as Annexure-I | Submitted vide Distribution True-up petition for 2nd control Period as Annexure-I
1552 | Estimate for E/S to Extention of supply | NALGONDA | 10.10.2012 | 0.016082 | Submitted vide Distribution True-up petition for 2nd control Period as Annexure-I | Submitted vide Distribution True-up petition for 2nd control Period as Annexure-I
1553 | DTR meters under R-APDRP Nalgonda Tow-1. | NALGONDA | 05.06.2012 | 0.022952 | Submitted vide Distribution True-up petition for 2nd control Period as Annexure-I | Submitted vide Distribution True-up petition for 2nd control Period as Annexure-I
1554 | DTR meters under R-APDRP Nalgonda Tow-2. | NALGONDA | 29.08.2012 | 0.0061685 | Submitted vide Distribution True-up petition for 2nd control Period as Annexure-I | Submitted vide Distribution True-up petition for 2nd control Period as Annexure-I
1555 | DTR meters under R-APDRP Nalgonda Tow-3. | NALGONDA | 16.07.2012 | 0.045828 | Submitted vide Distribution True-up petition for 2nd control Period as Annexure-I | Submitted vide Distribution True-up petition for 2nd control Period as Annexure-I
1556 | DTR meters under R-APDRP Nalgonda Tow-1. | NALGONDA | 05.06.2012 | 0.048128 | Submitted vide Distribution True-up petition for 2nd control Period as Annexure-I | Submitted vide Distribution True-up petition for 2nd control Period as Annexure-I
1557 | DTR meters under R-APDRP Nalgonda Tow-2. | NALGONDA | 06.06.2012 | 0.040106 | Submitted vide Distribution True-up petition for 2nd control Period as Annexure-I | Submitted vide Distribution True-up petition for 2nd control Period as Annexure-I
1558 | DTR meters under R-APDRP Nalgonda Tow-2. | NALGONDA | 06.06.2012 | 0.03554 | Submitted vide Distribution True-up petition for 2nd control Period as Annexure-I | Submitted vide Distribution True-up petition for 2nd control Period as Annexure-I
1559 | E/s.toSri.R.Lalu&2NosatBuddoniTand | NALGONDA | 14.10.2012 | 0.010205 | Submitted vide Distribution True-up petition for 2nd control Period as Annexure-I | Submitted vide Distribution True-up petition for 2nd control Period as Annexure-I
1560 | E/s.toSri.M.Chandu&2NosatChitriyala Vill | NALGONDA | 22.03.2013 | 0.010657 | Submitted vide Distribution True-up petition for 2nd control Period as Annexure-I | Submitted vide Distribution True-up petition for 2nd control Period as Annexure-I
1561 | E/S to 1 No 1-PH 3 KW Non DomLoad to Sri | NALGONDA | 30.08.2012 | 0.0059916 | Submitted vide Distribution True-up petition for 2nd control Period as Annexure-I | Submitted vide Distribution True-up petition for 2nd control Period as Annexure-I
1562 | Revd. E/s to Sri A.Venkateswarlu, 15 HP, | NALGONDA | 12.06.2012 | 0.013895 | Submitted vide Distribution True-up petition for 2nd control Period as Annexure-I | Submitted vide Distribution True-up petition for 2nd control Period as Annexure-I
1563 | Revd. E/s to Sri T Jakobu , 15 HP, Lavo | NALGONDA | 12.06.2012 | 0.013607 | Submitted vide Distribution True-up petition for 2nd control Period as Annexure-I | Submitted vide Distribution True-up petition for 2nd control Period as Annexure-I
1564 | Sri.Abbagoni Ramulu S/O Lingaiah & 2 Nos | NALGONDA | 23.04.2012 | 0.011783 | Submitted vide Distribution True-up petition for 2nd control Period as Annexure-I | Submitted vide Distribution True-up petition for 2nd control Period as Annexure-I
1565 | Sri.K.Srinivasa Reddy & 2 Nos at Mandra | NALGONDA | 24.04.2012 | 0.011227 | Submitted vide Distribution True-up petition for 2nd control Period as Annexure-I | Submitted vide Distribution True-up petition for 2nd control Period as Annexure-I
1566 | Interl.of 11 KV Ammanabolu & Ch.T.Gudem | NALGONDA | 27.06.2012 | 0.0032276 | Submitted vide Distribution True-up petition for 2nd control Period as Annexure-I | Submitted vide Distribution True-up petition for 2nd control Period as Annexure-I
1567 | 25 KW Dome. loads to Srinivasa Town Ship | NALGONDA | 11.01.2013 | 0.016563 | Submitted vide Distribution True-up petition for 2nd control Period as Annexure-I | Submitted vide Distribution True-up petition for 2nd control Period as Annexure-I
1568 | DTR meters under R-APDRP Nalgonda Tow-3. | NALGONDA | 13.07.2012 | 0.023401 | Submitted vide Distribution True-up petition for 2nd control Period as Annexure-I | Submitted vide Distribution True-up petition for 2nd control Period as Annexure-I
1569 | E/s.toG.VenkatRamRed&2Nos.atChendaNLGR | NALGONDA | 12.07.2012 | 0.01432 | Submitted vide Distribution True-up petition for 2nd control Period as Annexure-I | Submitted vide Distribution True-up petition for 2nd control Period as Annexure-I
1570 | E/stoA.Indiramma&10no'satNadikdainGuram | NALGONDA | 25.11.2012 | 0.046236 | Submitted vide Distribution True-up petition for 2nd control Period as Annexure-I | Submitted vide Distribution True-up petition for 2nd control Period as Annexure-I
1571 | Est.14Nos.St.LighPolesatGurramp[ode Sect | NALGONDA | 06.09.2012 | 0.013572 | Submitted vide Distribution True-up petition for 2nd control Period as Annexure-I | Submitted vide Distribution True-up petition for 2nd control Period as Annexure-I
1572 | Labour charges for various works in MLG | NALGONDA | 06.08.2012 | 0.0014838 | Submitted vide Distribution True-up petition for 2nd control Period as Annexure-I | Submitted vide Distribution True-up petition for 2nd control Period as Annexure-I
1573 | 20 KW NDload to HPCL at Narketpal | NALGONDA | 28.05.2012 | 0.0095868 | Submitted vide Distribution True-up petition for 2nd control Period as Annexure-I | Submitted vide Distribution True-up petition for 2nd control Period as Annexure-I
1574 | E/s to sri.y.Saidireddy & 2 Nos each 5HP | NALGONDA | 25.05.2012 | 0.014677 | Submitted vide Distribution True-up petition for 2nd control Period as Annexure-I | Submitted vide Distribution True-up petition for 2nd control Period as Annexure-I
1575 | Erection of 1x100KVA DTR SS-11DVKTown | NALGONDA | 22.03.2013 | 0.02479 | Submitted vide Distribution True-up petition for 2nd control Period as Annexure-I | Submitted vide Distribution True-up petition for 2nd control Period as Annexure-I
1576 | E/s.toSri.G.Ashok5HPShakajipooratG.Podu | NALGONDA | 24.04.2012 | 0.0010922 | Submitted vide Distribution True-up petition for 2nd control Period as Annexure-I | Submitted vide Distribution True-up petition for 2nd control Period as Annexure-I
1577 | T.Laxmaiah&1Noeach5HP10HPKBPallyMGuda | NALGONDA | 06.07.2012 | 0.0025817 | Submitted vide Distribution True-up petition for 2nd control Period as Annexure-I | Submitted vide Distribution True-up petition for 2nd control Period as Annexure-I
1578 | UbbuYadamma5HPAgl.loadIndurthyMGuda | NALGONDA | 06.07.2012 | 0.0014289 | Submitted vide Distribution True-up petition for 2nd control Period as Annexure-I | Submitted vide Distribution True-up petition for 2nd control Period as Annexure-I
1579 | V.Arjunarao&1Noeach5HP10HPRRPallyMGuda | NALGONDA | 04.06.2012 | 0.0026441 | Submitted vide Distribution True-up petition for 2nd control Period as Annexure-I | Submitted vide Distribution True-up petition for 2nd control Period as Annexure-I
1580 | T.Beenasingh5HPAgl.VattipallyMarriguda | NALGONDA | 04.06.2012 | 0.0013074 | Submitted vide Distribution True-up petition for 2nd control Period as Annexure-I | Submitted vide Distribution True-up petition for 2nd control Period as Annexure-I
1581 | V.Anitha5HPAgl.loadShivannagudemMarrigud | NALGONDA | 04.06.2012 | 0.001421 | Submitted vide Distribution True-up petition for 2nd control Period as Annexure-I | Submitted vide Distribution True-up petition for 2nd control Period as Annexure-I
1582 | JangamMuthyalu5HPAgl.loadAnthampetMGuda | NALGONDA | 04.06.2012 | 0.0014163 | Submitted vide Distribution True-up petition for 2nd control Period as Annexure-I | Submitted vide Distribution True-up petition for 2nd control Period as Annexure-I
1583 | MadgulaBixamaiah5HPAgl.loadSarampetMGuda | NALGONDA | 04.06.2012 | 0.0014269 | Submitted vide Distribution True-up petition for 2nd control Period as Annexure-I | Submitted vide Distribution True-up petition for 2nd control Period as Annexure-I
1584 | E/s.toK.Balaiah&1Nos.atChepurG.PoduIndir | NALGONDA | 15.06.2012 | 0.039757 | Submitted vide Distribution True-up petition for 2nd control Period as Annexure-I | Submitted vide Distribution True-up petition for 2nd control Period as Annexure-I
1585 | E/stoM.Prabakar rao &4Nosat Sultan | NALGONDA | 25.04.2012 | 0.01346 | Submitted vide Distribution True-up petition for 2nd control Period as Annexure-I | Submitted vide Distribution True-up petition for 2nd control Period as Annexure-I
1586 | E/stoR.sundaram&2nosothersat TheededuCTP | NALGONDA | 11.12.2012 | 0.012912 | Submitted vide Distribution True-up petition for 2nd control Period as Annexure-I | Submitted vide Distribution True-up petition for 2nd control Period as Annexure-I
1587 | E/s.toM.ParashuRamulu&3Nos.atMulkalapall | NALGONDA | 16.10.2012 | 0.019111 | Submitted vide Distribution True-up petition for 2nd control Period as Annexure-I | Submitted vide Distribution True-up petition for 2nd control Period as Annexure-I
1588 | E/s.toS.Pathya&4Nos.atT.D.Pally(V)inG.Po | NALGONDA | 13.10.2012 | 0.024116 | Submitted vide Distribution True-up petition for 2nd control Period as Annexure-I | Submitted vide Distribution True-up petition for 2nd control Period as Annexure-I
1589 | E/s.to2KWNDLoadVenkataiahatKondapurG.Pod | NALGONDA | 30.06.2012 | 0.0070079 | Submitted vide Distribution True-up petition for 2nd control Period as Annexure-I | Submitted vide Distribution True-up petition for 2nd control Period as Annexure-I
1590 | Revd. E/s B.Saidi REddy, 15 HP, DMCL | NALGONDA | 14.06.2012 | 0.014164 | Submitted vide Distribution True-up petition for 2nd control Period as Annexure-I | Submitted vide Distribution True-up petition for 2nd control Period as Annexure-I
1591 | Ramavath Thavurya&2Nos(15HP)Balempally ( | NALGONDA | 05.06.2012 | 0.014036 | Submitted vide Distribution True-up petition for 2nd control Period as Annexure-I | Submitted vide Distribution True-up petition for 2nd control Period as Annexure-I
1592 | Bhanavath Anji&2Nos.(15HP)Balempally (V) | NALGONDA | 09.10.2012 | 0.010534 | Submitted vide Distribution True-up petition for 2nd control Period as Annexure-I | Submitted vide Distribution True-up petition for 2nd control Period as Annexure-I
1593 | E/s to Sri V.Pathya , 15 HP, Ganeshpahad | NALGONDA | 17.07.2012 | 0.014097 | Submitted vide Distribution True-up petition for 2nd control Period as Annexure-I | Submitted vide Distribution True-up petition for 2nd control Period as Annexure-I
1594 | E/sto3*5HP AglP.Shravankumar at Thangada | NALGONDA | 27.11.2012 | 0.010368 | Submitted vide Distribution True-up petition for 2nd control Period as Annexure-I | Submitted vide Distribution True-up petition for 2nd control Period as Annexure-I
1595 | E/SM.Chandraiah&3noseach5hp20hpH.M.Pally | NALGONDA | 11.12.2012 | 0.017362 | Submitted vide Distribution True-up petition for 2nd control Period as Annexure-I | Submitted vide Distribution True-up petition for 2nd control Period as Annexure-I
1596 | E/SG.kondalRedd&3noseach5hp20hpH.M.PALLy | NALGONDA | 11.12.2012 | 0.017405 | Submitted vide Distribution True-up petition for 2nd control Period as Annexure-I | Submitted vide Distribution True-up petition for 2nd control Period as Annexure-I
1597 | E/SSri.K.Venkatesham & 3 Nosat T.K.Gudem | NALGONDA | 07.07.2012 | 0.016699 | Submitted vide Distribution True-up petition for 2nd control Period as Annexure-I | Submitted vide Distribution True-up petition for 2nd control Period as Annexure-I
1598 | 4Nos.400A H-Ty ABS AT33/11KVSSPulimamidi | NALGONDA | 17.10.2012 | 0.0076123 | Submitted vide Distribution True-up petition for 2nd control Period as Annexure-I | Submitted vide Distribution True-up petition for 2nd control Period as Annexure-I
1599 | Enhc.PTR-5.0 to 8.0 MVA @Thipparthy SS i | NALGONDA | 26.11.2012 | 0.42783 | Submitted vide Distribution True-up petition for 2nd control Period as Annexure-I | Submitted vide Distribution True-up petition for 2nd control Period as Annexure-I
1600 | Ere.of1No.S-Ph25KVADTRatM.R.PAllyNMPL | NALGONDA | 28.10.2012 | 0.0050857 | Submitted vide Distribution True-up petition for 2nd control Period as Annexure-I | Submitted vide Distribution True-up petition for 2nd control Period as Annexure-I
1601 | P.pallagorla raju yadav&2Noseach5HP15HPN | NALGONDA | 24.04.2012 | 0.018964 | Submitted vide Distribution True-up petition for 2nd control Period as Annexure-I | Submitted vide Distribution True-up petition for 2nd control Period as Annexure-I
1602 | E/s.to 2 KW Cottage Indl. Load at Narket | NALGONDA | 06.06.2012 | 0.0029791 | Submitted vide Distribution True-up petition for 2nd control Period as Annexure-I | Submitted vide Distribution True-up petition for 2nd control Period as Annexure-I
1603 | Estimate for E/s to 1No. addl load of 16 | NALGONDA | 14.11.2012 | 0.010997 | Submitted vide Distribution True-up petition for 2nd control Period as Annexure-I | Submitted vide Distribution True-up petition for 2nd control Period as Annexure-I
1604 | E/s to 1No HT Supply for a an CMD of 131 | NALGONDA | 26.11.2012 | 0.0031167 | Submitted vide Distribution True-up petition for 2nd control Period as Annexure-I | Submitted vide Distribution True-up petition for 2nd control Period as Annexure-I
1605 | Estt.forGPRSModemsinNalgondaT-3Section | NALGONDA | 26.04.2012 | 0.035342 | Submitted vide Distribution True-up petition for 2nd control Period as Annexure-I | Submitted vide Distribution True-up petition for 2nd control Period as Annexure-I
1606 | Smt.S.Purnamma W/O Venkulu at Mailaram | NALGONDA | 20.06.2012 | 0.016616 | Submitted vide Distribution True-up petition for 2nd control Period as Annexure-I | Submitted vide Distribution True-up petition for 2nd control Period as Annexure-I
1607 | Erection of 3x10KVA Idle DTRs charging a | NALGONDA | 27.11.2012 | 0.0055723 | Submitted vide Distribution True-up petition for 2nd control Period as Annexure-I | Submitted vide Distribution True-up petition for 2nd control Period as Annexure-I
1608 | Estimate for Erection of 0.60 Km Interli | NALGONDA | 03.08.2012 | 0.010605 | Submitted vide Distribution True-up petition for 2nd control Period as Annexure-I | Submitted vide Distribution True-up petition for 2nd control Period as Annexure-I
1609 | E/sto1No.5HP Agl load toG.NarsimhaReddy | NALGONDA | 27.09.2012 | 0.0013942 | Submitted vide Distribution True-up petition for 2nd control Period as Annexure-I | Submitted vide Distribution True-up petition for 2nd control Period as Annexure-I
1610 | 3*5HP to D.Madana Chary, Ramannapet(V) | NALGONDA | 22.06.2012 | 0.010597 | Submitted vide Distribution True-up petition for 2nd control Period as Annexure-I | Submitted vide Distribution True-up petition for 2nd control Period as Annexure-I
1611 | E/sto1No.5KW NDload M/SHI-KOANCARBON | NALGONDA | 14.09.2012 | 0.0096357 | Submitted vide Distribution True-up petition for 2nd control Period as Annexure-I | Submitted vide Distribution True-up petition for 2nd control Period as Annexure-I
1612 | 3*5hp to D.Ramulamma Yennaram(V) | NALGONDA | 22.06.2012 | 0.0094084 | Submitted vide Distribution True-up petition for 2nd control Period as Annexure-I | Submitted vide Distribution True-up petition for 2nd control Period as Annexure-I
1613 | 3X5HP to N.Lingaswamy &2ot at RPT(V) | NALGONDA | 21.06.2012 | 0.010446 | Submitted vide Distribution True-up petition for 2nd control Period as Annexure-I | Submitted vide Distribution True-up petition for 2nd control Period as Annexure-I
1614 | 3*5HP Agl's to K.Srisailam at Yellanki(V | NALGONDA | 22.06.2012 | 0.0097011 | Submitted vide Distribution True-up petition for 2nd control Period as Annexure-I | Submitted vide Distribution True-up petition for 2nd control Period as Annexure-I
1615 | E/sto4*5HPAglCh.RavinderReddy at Janamp | NALGONDA | 21.06.2012 | 0.01193 | Submitted vide Distribution True-up petition for 2nd control Period as Annexure-I | Submitted vide Distribution True-up petition for 2nd control Period as Annexure-I
1616 | Addl 63KVA ss-10 Munipampula(V) | NALGONDA | 07.06.2012 | 0.010909 | Submitted vide Distribution True-up petition for 2nd control Period as Annexure-I | Submitted vide Distribution True-up petition for 2nd control Period as Annexure-I
1617 | Erection of 1No 63KVA DTR on SS-58/100KV | NALGONDA | 27.08.2012 | 0.0029029 | Submitted vide Distribution True-up petition for 2nd control Period as Annexure-I | Submitted vide Distribution True-up petition for 2nd control Period as Annexure-I
1618 | Erection of 1No.63KVA Addl.DTR SS-19, 10 | NALGONDA | 21.06.2012 | 0.013952 | Submitted vide Distribution True-up petition for 2nd control Period as Annexure-I | Submitted vide Distribution True-up petition for 2nd control Period as Annexure-I
1619 | MD.Saiduddin&02othersat Molkapatnam (V) | NALGONDA | 03.09.2012 | 0.013623 | Submitted vide Distribution True-up petition for 2nd control Period as Annexure-I | Submitted vide Distribution True-up petition for 2nd control Period as Annexure-I
1620 | M.RamanaReddy&02 othersat Molkapatnam (V | NALGONDA | 03.09.2012 | 0.013949 | Submitted vide Distribution True-up petition for 2nd control Period as Annexure-I | Submitted vide Distribution True-up petition for 2nd control Period as Annexure-I
1621 | Gundeboina.Maraiah&02 othersatAnnapuredd | NALGONDA | 03.09.2012 | 0.014063 | Submitted vide Distribution True-up petition for 2nd control Period as Annexure-I | Submitted vide Distribution True-up petition for 2nd control Period as Annexure-I
1622 | Vanam.Ramulu&02NosatSettipalem (V) | NALGONDA | 04.09.2012 | 0.014268 | Submitted vide Distribution True-up petition for 2nd control Period as Annexure-I | Submitted vide Distribution True-up petition for 2nd control Period as Annexure-I
1623 | Reviz.Mudireddy.Kalavathi&02atA R Gudem( | NALGONDA | 04.09.2012 | 0.013646 | Submitted vide Distribution True-up petition for 2nd control Period as Annexure-I | Submitted vide Distribution True-up petition for 2nd control Period as Annexure-I
1624 | 1 NO 1KW NON DOMESTIC load to SRI B.Srin | NALGONDA | 18.08.2012 | 0.0017283 | Submitted vide Distribution True-up petition for 2nd control Period as Annexure-I | Submitted vide Distribution True-up petition for 2nd control Period as Annexure-I
1625 | E/s to 7*5HP Agl K.NARSIMHA JAIKESARAM | NALGONDA | 25.11.2012 | 0.026618 | Submitted vide Distribution True-up petition for 2nd control Period as Annexure-I | Submitted vide Distribution True-up petition for 2nd control Period as Annexure-I
1626 | Estimate for extension of LT ûIIIB suppl | NALGONDA | 15.12.2012 | 0.011334 | Submitted vide Distribution True-up petition for 2nd control Period as Annexure-I | Submitted vide Distribution True-up petition for 2nd control Period as Annexure-I
1627 | Ere.of1No.100KVAAddl.DTRSS-4atPagidimarr | NALGONDA | 24.01.2013 | 0.017824 | Submitted vide Distribution True-up petition for 2nd control Period as Annexure-I | Submitted vide Distribution True-up petition for 2nd control Period as Annexure-I
1628 | E/S to 1 No Addl.25 KVA DTR at Madgulapa | NALGONDA | 27.12.2012 | 0.01601 | Submitted vide Distribution True-up petition for 2nd control Period as Annexure-I | Submitted vide Distribution True-up petition for 2nd control Period as Annexure-I
1629 | E/S to 1 No Addl. 25 KVA DTR at Indugula | NALGONDA | 20.06.2012 | 0.016825 | Submitted vide Distribution True-up petition for 2nd control Period as Annexure-I | Submitted vide Distribution True-up petition for 2nd control Period as Annexure-I
1630 | 11 KV AB Switch at RTC Bus stand in MLG | NALGONDA | 27.06.2012 | 0.0013101 | Submitted vide Distribution True-up petition for 2nd control Period as Annexure-I | Submitted vide Distribution True-up petition for 2nd control Period as Annexure-I
1631 | Ere.of1No.25KVAAddl.DTR Under SS-15 AtP | NALGONDA | 07.07.2012 | 0.020516 | Submitted vide Distribution True-up petition for 2nd control Period as Annexure-I | Submitted vide Distribution True-up petition for 2nd control Period as Annexure-I
1632 | Er of 0.9Km11KV Intl B.Annaram Aglfeede | NALGONDA | 09.10.2012 | 0.018509 | Submitted vide Distribution True-up petition for 2nd control Period as Annexure-I | Submitted vide Distribution True-up petition for 2nd control Period as Annexure-I
1633 | Er of0.9Km11KV Intl B.Annaram Aglfeeder. | NALGONDA | 28.08.2012 | 0.018424 | Submitted vide Distribution True-up petition for 2nd control Period as Annexure-I | Submitted vide Distribution True-up petition for 2nd control Period as Annexure-I
1634 | Bhukya Lakshma &03 NOs at Jagya thanda(V | NALGONDA | 25.06.2012 | 0.018538 | Submitted vide Distribution True-up petition for 2nd control Period as Annexure-I | Submitted vide Distribution True-up petition for 2nd control Period as Annexure-I
1635 | E/S to 1 No 25KVA DTR Under SS-II at THA | NALGONDA | 06.07.2012 | 0.01378 | Submitted vide Distribution True-up petition for 2nd control Period as Annexure-I | Submitted vide Distribution True-up petition for 2nd control Period as Annexure-I
1636 | Gade.Padma 3-Ph 5KW at MLG T-II | NALGONDA | 23.06.2012 | 0.0020383 | Submitted vide Distribution True-up petition for 2nd control Period as Annexure-I | Submitted vide Distribution True-up petition for 2nd control Period as Annexure-I
1637 | E/s.to1No.2KWNDLtoJ.SriRamuluatRasoolPur | NALGONDA | 11.01.2013 | 0.0043529 | Submitted vide Distribution True-up petition for 2nd control Period as Annexure-I | Submitted vide Distribution True-up petition for 2nd control Period as Annexure-I
1638 | G.Madhura Vani 1KW D/S load at Vasavi Na | NALGONDA | 08.06.2012 | 0.00091957 | Submitted vide Distribution True-up petition for 2nd control Period as Annexure-I | Submitted vide Distribution True-up petition for 2nd control Period as Annexure-I
1639 | Sri A.Peekla Naik 1KW D/S load at Shivaj | NALGONDA | 08.08.2012 | 0.00076852 | Submitted vide Distribution True-up petition for 2nd control Period as Annexure-I | Submitted vide Distribution True-up petition for 2nd control Period as Annexure-I
1640 | Er 1x100KVA DTR On SS-84 in MLG T II | NALGONDA | 20.07.2012 | 0.023601 | Submitted vide Distribution True-up petition for 2nd control Period as Annexure-I | Submitted vide Distribution True-up petition for 2nd control Period as Annexure-I
1641 | Erection1X63KVAAddl.DTRSS3NRGuda | NALGONDA | 15.12.2012 | 0.0049936 | Submitted vide Distribution True-up petition for 2nd control Period as Annexure-I | Submitted vide Distribution True-up petition for 2nd control Period as Annexure-I
1642 | Erection1X63KVAAddl.DTRSS11Venkepally | NALGONDA | 15.12.2012 | 0.0012881 | Submitted vide Distribution True-up petition for 2nd control Period as Annexure-I | Submitted vide Distribution True-up petition for 2nd control Period as Annexure-I
1643 | Erection1X63KVAAddl.DTRSS6T.M.Pally | NALGONDA | 15.12.2012 | 0.0012881 | Submitted vide Distribution True-up petition for 2nd control Period as Annexure-I | Submitted vide Distribution True-up petition for 2nd control Period as Annexure-I
1644 | Erection1X63KVAAddl.DTRSS20Venkepally | NALGONDA | 15.12.2012 | 0.00085915 | Submitted vide Distribution True-up petition for 2nd control Period as Annexure-I | Submitted vide Distribution True-up petition for 2nd control Period as Annexure-I
1645 | Sri.G.Prabhakar Reddy & 2 Nos at Kothagu | NALGONDA | 20.06.2012 | 0.014108 | Submitted vide Distribution True-up petition for 2nd control Period as Annexure-I | Submitted vide Distribution True-up petition for 2nd control Period as Annexure-I
1646 | 1 NO 10 HP Industrial load to M/S VENKA | NALGONDA | 18.08.2012 | 0.011238 | Submitted vide Distribution True-up petition for 2nd control Period as Annexure-I | Submitted vide Distribution True-up petition for 2nd control Period as Annexure-I
1647 | E/s.toV.Venkanna&2Nos.atArjalabaviinNLGR | NALGONDA | 02.07.2012 | 0.014037 | Submitted vide Distribution True-up petition for 2nd control Period as Annexure-I | Submitted vide Distribution True-up petition for 2nd control Period as Annexure-I
1648 | E/s to 5KW Sri.Paramjith singh S/o.Amrik | NALGONDA | 28.11.2012 | 0.0009431 | Submitted vide Distribution True-up petition for 2nd control Period as Annexure-I | Submitted vide Distribution True-up petition for 2nd control Period as Annexure-I
1649 | E/s.toSri.G.NArsimhaCha5HPAGLatKasthala | NALGONDA | 06.10.2012 | 0.0013733 | Submitted vide Distribution True-up petition for 2nd control Period as Annexure-I | Submitted vide Distribution True-up petition for 2nd control Period as Annexure-I
1650 | Chamala Sujatha 5HP agl.load P.D.Pally | NALGONDA | 27.11.2012 | 0.0013264 | Submitted vide Distribution True-up petition for 2nd control Period as Annexure-I | Submitted vide Distribution True-up petition for 2nd control Period as Annexure-I
1651 | E/s.toK.Janaiah&2Nos.atKhudhavanpurNLGR | NALGONDA | 06.07.2012 | 0.014749 | Submitted vide Distribution True-up petition for 2nd control Period as Annexure-I | Submitted vide Distribution True-up petition for 2nd control Period as Annexure-I
1652 | E/s. to 5 HPAGL Load at Nalgonda Rural | NALGONDA | 04.07.2012 | 0.0013456 | Submitted vide Distribution True-up petition for 2nd control Period as Annexure-I | Submitted vide Distribution True-up petition for 2nd control Period as Annexure-I
1653 | E/s.toM.Rajaiah&3Nos.each5HPatAnantharam | NALGONDA | 26.04.2012 | 0.018494 | Submitted vide Distribution True-up petition for 2nd control Period as Annexure-I | Submitted vide Distribution True-up petition for 2nd control Period as Annexure-I
1654 | E/s.to10Hp A.Rajeshwari Anantharam NLG-R | NALGONDA | 06.07.2012 | 0.0024655 | Submitted vide Distribution True-up petition for 2nd control Period as Annexure-I | Submitted vide Distribution True-up petition for 2nd control Period as Annexure-I
1655 | 1.2KM INTL toAregudem Fder at Koppole SS | NALGONDA | 07.10.2012 | 0.022767 | Submitted vide Distribution True-up petition for 2nd control Period as Annexure-I | Submitted vide Distribution True-up petition for 2nd control Period as Annexure-I
1656 | Revd. E/s to Adothu Ravi Naik , 15 HP , | NALGONDA | 11.02.2013 | 0.015259 | Submitted vide Distribution True-up petition for 2nd control Period as Annexure-I | Submitted vide Distribution True-up petition for 2nd control Period as Annexure-I
1657 | Revd. E/s to A. Naga Naik , 15 HP , Lavo | NALGONDA | 18.03.2013 | 0.014878 | Submitted vide Distribution True-up petition for 2nd control Period as Annexure-I | Submitted vide Distribution True-up petition for 2nd control Period as Annexure-I
1658 | Erection 1x25KVA Addl.DTR on SS-4 Keshav | NALGONDA | 17.07.2012 | 0.017215 | Submitted vide Distribution True-up petition for 2nd control Period as Annexure-I | Submitted vide Distribution True-up petition for 2nd control Period as Annexure-I
1659 | Rev. E/s to K.Goriya, 15 HP, Ganeshpahad | NALGONDA | 12.06.2012 | 0.0094195 | Submitted vide Distribution True-up petition for 2nd control Period as Annexure-I | Submitted vide Distribution True-up petition for 2nd control Period as Annexure-I
1660 | E/s.toSri.P.Narsimha&6Nos.OthatChandepal | NALGONDA | 18.08.2012 | 0.030214 | Submitted vide Distribution True-up petition for 2nd control Period as Annexure-I | Submitted vide Distribution True-up petition for 2nd control Period as Annexure-I
1661 | Ere.of1No.25KVADTRSS-5atA.R.GudainNLGR | NALGONDA | 08.06.2012 | 0.017488 | Submitted vide Distribution True-up petition for 2nd control Period as Annexure-I | Submitted vide Distribution True-up petition for 2nd control Period as Annexure-I
1662 | E/s for Erection of addl.25kva dtr at Ma | NALGONDA | 11.12.2012 | 0.011695 | Submitted vide Distribution True-up petition for 2nd control Period as Annexure-I | Submitted vide Distribution True-up petition for 2nd control Period as Annexure-I
1663 | Erection1x 25kva addl.dtratgodikondlaCTP | NALGONDA | 11.12.2012 | 0.012545 | Submitted vide Distribution True-up petition for 2nd control Period as Annexure-I | Submitted vide Distribution True-up petition for 2nd control Period as Annexure-I
1664 | Ere.of 0.8KM Inter.Link line on 11KV P.A | NALGONDA | 23.11.2012 | 0.01499 | Submitted vide Distribution True-up petition for 2nd control Period as Annexure-I | Submitted vide Distribution True-up petition for 2nd control Period as Annexure-I
1665 | E/s to CH.Saidireddy &2 Nos at Bharathpo | NALGONDA | 27.09.2012 | 0.013522 | Submitted vide Distribution True-up petition for 2nd control Period as Annexure-I | Submitted vide Distribution True-up petition for 2nd control Period as Annexure-I
1666 | E/S to Re-Ori.of SS-II/100 KVA at Rajupe | NALGONDA | 27.06.2012 | 0.0049166 | Submitted vide Distribution True-up petition for 2nd control Period as Annexure-I | Submitted vide Distribution True-up petition for 2nd control Period as Annexure-I
1667 | R.Janardhan&2Nos.Other15HPKurmaid(V) | NALGONDA | 14.02.2013 | 0.018114 | Submitted vide Distribution True-up petition for 2nd control Period as Annexure-I | Submitted vide Distribution True-up petition for 2nd control Period as Annexure-I
1668 | Estt.for1.32KM11KVLineforSepe.ofAGLIndir | NALGONDA | 08.06.2012 | 0.031453 | Submitted vide Distribution True-up petition for 2nd control Period as Annexure-I | Submitted vide Distribution True-up petition for 2nd control Period as Annexure-I
1669 | Estt.for1.02KM11KVLineforSepe.ofAGLThang | NALGONDA | 08.06.2012 | 0.025937 | Submitted vide Distribution True-up petition for 2nd control Period as Annexure-I | Submitted vide Distribution True-up petition for 2nd control Period as Annexure-I
1670 | Erection1X25KVAAddl.DTRSS4Arjalabavi | NALGONDA | 25.11.2012 | 0.017773 | Submitted vide Distribution True-up petition for 2nd control Period as Annexure-I | Submitted vide Distribution True-up petition for 2nd control Period as Annexure-I
1671 | E/s.toSriY.Uttaramma&2.atDonakalNLGR | NALGONDA | 04.07.2012 | 0.010591 | Submitted vide Distribution True-up petition for 2nd control Period as Annexure-I | Submitted vide Distribution True-up petition for 2nd control Period as Annexure-I
1672 | Estt.for1.44KM11KVLineforSepe.ofAGLChint | NALGONDA | 08.06.2012 | 0.033569 | Submitted vide Distribution True-up petition for 2nd control Period as Annexure-I | Submitted vide Distribution True-up petition for 2nd control Period as Annexure-I
1673 | Smt V.Vijaya Laxmi W/o Suresh Kumar at V | NALGONDA | 20.07.2012 | 0.014869 | Submitted vide Distribution True-up petition for 2nd control Period as Annexure-I | Submitted vide Distribution True-up petition for 2nd control Period as Annexure-I
1674 | Sri P.Rama Mohan Rao<(>&<)>Seshu Babu at | NALGONDA | 23.07.2012 | 0.013521 | Submitted vide Distribution True-up petition for 2nd control Period as Annexure-I | Submitted vide Distribution True-up petition for 2nd control Period as Annexure-I
1675 | Rev.E/s D.Rayamal(15HP) Thimapuram(V) | NALGONDA | 15.06.2012 | 0.0096284 | Submitted vide Distribution True-up petition for 2nd control Period as Annexure-I | Submitted vide Distribution True-up petition for 2nd control Period as Annexure-I
1676 | Smt S.Jayamma W/o Surendar at Shanthi Na | NALGONDA | 23.06.2012 | 0.0010369 | Submitted vide Distribution True-up petition for 2nd control Period as Annexure-I | Submitted vide Distribution True-up petition for 2nd control Period as Annexure-I
1677 | E/S to Addl.63 KVA DTRat Parvathagiri(V) | NALGONDA | 03.09.2012 | 0.001104 | Submitted vide Distribution True-up petition for 2nd control Period as Annexure-I | Submitted vide Distribution True-up petition for 2nd control Period as Annexure-I
1678 | E/s. to Sri.S.Maraiah&1No.at VattikodG.P | NALGONDA | 16.06.2012 | 0.0028209 | Submitted vide Distribution True-up petition for 2nd control Period as Annexure-I | Submitted vide Distribution True-up petition for 2nd control Period as Annexure-I
1679 | E/s to12*5HP K.Sanjeevareddyat siripuram | NALGONDA | 27.12.2012 | 0.0091916 | Submitted vide Distribution True-up petition for 2nd control Period as Annexure-I | Submitted vide Distribution True-up petition for 2nd control Period as Annexure-I
1680 | Estimate for E/s to 1No 2KW Non-Domestic | NALGONDA | 19.05.2012 | 0.0034919 | Submitted vide Distribution True-up petition for 2nd control Period as Annexure-I | Submitted vide Distribution True-up petition for 2nd control Period as Annexure-I
1681 | Nukala.VenkatReddy&02 NOs at G V Gudem(V | NALGONDA | 06.07.2012 | 0.014572 | Submitted vide Distribution True-up petition for 2nd control Period as Annexure-I | Submitted vide Distribution True-up petition for 2nd control Period as Annexure-I
1682 | 11KV Intr link line on FCI Indl Feeder i | NALGONDA | 20.07.2012 | 0.027735 | Submitted vide Distribution True-up petition for 2nd control Period as Annexure-I | Submitted vide Distribution True-up petition for 2nd control Period as Annexure-I
1683 | 11KV Intr link line on FCI Town Feeder i | NALGONDA | 03.08.2012 | 0.027689 | Submitted vide Distribution True-up petition for 2nd control Period as Annexure-I | Submitted vide Distribution True-up petition for 2nd control Period as Annexure-I
1684 | E/s toK.Srinivas Reddy &2Nos at peddamun | NALGONDA | 22.03.2013 | 0.013563 | Submitted vide Distribution True-up petition for 2nd control Period as Annexure-I | Submitted vide Distribution True-up petition for 2nd control Period as Annexure-I
1685 | E/s. to 50 KW ND Load at Thipparthy Sect | NALGONDA | 30.06.2012 | 0.014396 | Submitted vide Distribution True-up petition for 2nd control Period as Annexure-I | Submitted vide Distribution True-up petition for 2nd control Period as Annexure-I
1686 | 2x25KVA Addl.DTRs On SS-04 At Damarcherl | NALGONDA | 28.08.2012 | 0.01875 | Submitted vide Distribution True-up petition for 2nd control Period as Annexure-I | Submitted vide Distribution True-up petition for 2nd control Period as Annexure-I
1687 | Revd. E/s to T. Laxma Reddy , 15 HP, Dam | NALGONDA | 11.06.2012 | 0.014855 | Submitted vide Distribution True-up petition for 2nd control Period as Annexure-I | Submitted vide Distribution True-up petition for 2nd control Period as Annexure-I
1688 | PersonalA/CofB.BaluNaik,ExAE/OP/CNPL | NALGONDA | 30.06.2012 | 0.002535 | Submitted vide Distribution True-up petition for 2nd control Period as Annexure-I | Submitted vide Distribution True-up petition for 2nd control Period as Annexure-I
1689 | E/s.to1No.49KWNDloadtoMohmadAliatAnnepar | NALGONDA | 11.01.2013 | 0.017825 | Submitted vide Distribution True-up petition for 2nd control Period as Annexure-I | Submitted vide Distribution True-up petition for 2nd control Period as Annexure-I
1690 | Sri.V.Sugunakar Reddy at Yellammagudem ( | NALGONDA | 27.04.2012 | 0.0013124 | Submitted vide Distribution True-up petition for 2nd control Period as Annexure-I | Submitted vide Distribution True-up petition for 2nd control Period as Annexure-I
1691 | Estt.forSegrat.ofAGLsatChouttupalSection | NALGONDA | 13.06.2012 | 0.019807 | Submitted vide Distribution True-up petition for 2nd control Period as Annexure-I | Submitted vide Distribution True-up petition for 2nd control Period as Annexure-I
1692 | Estt.forSegrat.ofAGLsatChouttupalSection | NALGONDA | 13.06.2012 | 0.020372 | Submitted vide Distribution True-up petition for 2nd control Period as Annexure-I | Submitted vide Distribution True-up petition for 2nd control Period as Annexure-I
1693 | Estt.forSegrat.ofAGLsatChouttupalSection | NALGONDA | 13.06.2012 | 0.019973 | Submitted vide Distribution True-up petition for 2nd control Period as Annexure-I | Submitted vide Distribution True-up petition for 2nd control Period as Annexure-I
1694 | Segrat.ofAGLsatChouttupalSection from lo | NALGONDA | 13.06.2012 | 0.020262 | Submitted vide Distribution True-up petition for 2nd control Period as Annexure-I | Submitted vide Distribution True-up petition for 2nd control Period as Annexure-I
1695 | Segrat.ofAGLsatChouttupalSection (from l | NALGONDA | 26.11.2012 | 0.020705 | Submitted vide Distribution True-up petition for 2nd control Period as Annexure-I | Submitted vide Distribution True-up petition for 2nd control Period as Annexure-I
1696 | Segrat.ofAGLsatChouttupalSection (from l | NALGONDA | 15.12.2012 | 0.021162 | Submitted vide Distribution True-up petition for 2nd control Period as Annexure-I | Submitted vide Distribution True-up petition for 2nd control Period as Annexure-I
1697 | Estt.forSegrat.ofAGLsatChouttupalSection | NALGONDA | 13.06.2012 | 0.020337 | Submitted vide Distribution True-up petition for 2nd control Period as Annexure-I | Submitted vide Distribution True-up petition for 2nd control Period as Annexure-I
1698 | Estimate for extension of supply to 1No. | NALGONDA | 14.11.2012 | 0.052658 | Submitted vide Distribution True-up petition for 2nd control Period as Annexure-I | Submitted vide Distribution True-up petition for 2nd control Period as Annexure-I
1699 | Supply & Erection of control panel at 33 | NALGONDA | 08.06.2012 | 0.0021839 | Submitted vide Distribution True-up petition for 2nd control Period as Annexure-I | Submitted vide Distribution True-up petition for 2nd control Period as Annexure-I
1700 | Supply & Erection of control panel at 33 | NALGONDA | 08.06.2012 | 0.0021839 | Submitted vide Distribution True-up petition for 2nd control Period as Annexure-I | Submitted vide Distribution True-up petition for 2nd control Period as Annexure-I
1701 | Supply & Erection of control panel at 33 | NALGONDA | 16.06.2012 | 0.0021839 | Submitted vide Distribution True-up petition for 2nd control Period as Annexure-I | Submitted vide Distribution True-up petition for 2nd control Period as Annexure-I
1702 | Ere.of1No.100KVADTRSS-12atVelmakanneMNGD | NALGONDA | 24.03.2013 | 0.02458 | Submitted vide Distribution True-up petition for 2nd control Period as Annexure-I | Submitted vide Distribution True-up petition for 2nd control Period as Annexure-I
1703 | Ere.of1No.100KVASS-12Kompally(V)inMNGD | NALGONDA | 24.03.2013 | 0.021588 | Submitted vide Distribution True-up petition for 2nd control Period as Annexure-I | Submitted vide Distribution True-up petition for 2nd control Period as Annexure-I
1704 | E/s.toB.Iddaiah&3Nos.atParlapallyG.Podu | NALGONDA | 24.07.2012 | 0.014568 | Submitted vide Distribution True-up petition for 2nd control Period as Annexure-I | Submitted vide Distribution True-up petition for 2nd control Period as Annexure-I
1705 | E/sto1NoNondom.5kwload to Sri vijayalaxm | NALGONDA | 13.12.2012 | 0.012121 | Submitted vide Distribution True-up petition for 2nd control Period as Annexure-I | Submitted vide Distribution True-up petition for 2nd control Period as Annexure-I
1706 | Erection1X100KVASSIMedichandrapuriMGuda | NALGONDA | 14.12.2012 | 0.0039468 | Submitted vide Distribution True-up petition for 2nd control Period as Annexure-I | Submitted vide Distribution True-up petition for 2nd control Period as Annexure-I
1707 | 7KW NDload to Smt.K.UmadeviAT CHERVUGA | NALGONDA | 24.08.2012 | 0.010097 | Submitted vide Distribution True-up petition for 2nd control Period as Annexure-I | Submitted vide Distribution True-up petition for 2nd control Period as Annexure-I
1708 | E/s.to15Nos.40WSt.LightatYellankiinRaman | NALGONDA | 23.06.2012 | 0.0087398 | Submitted vide Distribution True-up petition for 2nd control Period as Annexure-I | Submitted vide Distribution True-up petition for 2nd control Period as Annexure-I
1709 | E/s.to15*40WSt.LightatYennaram(V)inR | NALGONDA | 22.06.2012 | 0.0086527 | Submitted vide Distribution True-up petition for 2nd control Period as Annexure-I | Submitted vide Distribution True-up petition for 2nd control Period as Annexure-I
1710 | E/s.to15Nos.40WSt.LightatKakkireni(V)inR | NALGONDA | 23.06.2012 | 0.0087642 | Submitted vide Distribution True-up petition for 2nd control Period as Annexure-I | Submitted vide Distribution True-up petition for 2nd control Period as Annexure-I
1711 | E/s.to15Nos.40WSt.LightatMunipalpulRaman | NALGONDA | 23.06.2012 | 0.0087678 | Submitted vide Distribution True-up petition for 2nd control Period as Annexure-I | Submitted vide Distribution True-up petition for 2nd control Period as Annexure-I
1712 | E/s.to15Nos.40WSt.LightatSiripuram(V)inR | NALGONDA | 22.06.2012 | 0.0087497 | Submitted vide Distribution True-up petition for 2nd control Period as Annexure-I | Submitted vide Distribution True-up petition for 2nd control Period as Annexure-I
1713 | E/s.to15Nos.40WSt.LightatRamannapeta(V&M | NALGONDA | 22.06.2012 | 0.0087533 | Submitted vide Distribution True-up petition for 2nd control Period as Annexure-I | Submitted vide Distribution True-up petition for 2nd control Period as Annexure-I
1714 | 2 no's 1 PH Dtr's at Ramannapet Section | NALGONDA | 28.08.2012 | 0.0082458 | Submitted vide Distribution True-up petition for 2nd control Period as Annexure-I | Submitted vide Distribution True-up petition for 2nd control Period as Annexure-I
1715 | 6*5HP to N.Anjaneyulu at T.gudem(V) | NALGONDA | 13.10.2012 | 0.025497 | Submitted vide Distribution True-up petition for 2nd control Period as Annexure-I | Submitted vide Distribution True-up petition for 2nd control Period as Annexure-I
1716 | Bukya Rajamma 03 NOs at Jagya(T)H/O TAKK | NALGONDA | 03.08.2012 | 0.018414 | Submitted vide Distribution True-up petition for 2nd control Period as Annexure-I | Submitted vide Distribution True-up petition for 2nd control Period as Annexure-I
1717 | ere of 25KVA Addl. DTR on SS-01 Dilwarp | NALGONDA | 29.08.2012 | 0.019282 | Submitted vide Distribution True-up petition for 2nd control Period as Annexure-I | Submitted vide Distribution True-up petition for 2nd control Period as Annexure-I
1718 | D.Shankar &03 NOs at Kalwapally Village | NALGONDA | 21.01.2013 | 0.019247 | Submitted vide Distribution True-up petition for 2nd control Period as Annexure-I | Submitted vide Distribution True-up petition for 2nd control Period as Annexure-I
1719 | G.Venkat Reddy 02 NOs at SUBBAREDDYGUDE | NALGONDA | 01.01.2013 | 0.014833 | Submitted vide Distribution True-up petition for 2nd control Period as Annexure-I | Submitted vide Distribution True-up petition for 2nd control Period as Annexure-I
1720 | E/s.toSri.B.Dasharatha&2Nos.atA.R.Gudem | NALGONDA | 20.11.2012 | 0.013664 | Submitted vide Distribution True-up petition for 2nd control Period as Annexure-I | Submitted vide Distribution True-up petition for 2nd control Period as Annexure-I
1721 | E/s.toR.Pandari&3Nos.atAnneparthyNLGRura | NALGONDA | 26.02.2013 | 0.018559 | Submitted vide Distribution True-up petition for 2nd control Period as Annexure-I | Submitted vide Distribution True-up petition for 2nd control Period as Annexure-I
1722 | E/s.toS.ChinnaRamReddy&3 Nos.atKanchana | NALGONDA | 18.08.2012 | 0.017934 | Submitted vide Distribution True-up petition for 2nd control Period as Annexure-I | Submitted vide Distribution True-up petition for 2nd control Period as Annexure-I
1723 | E/s toG.varamma&4nosothers at kurampally | NALGONDA | 11.12.2012 | 0.022229 | Submitted vide Distribution True-up petition for 2nd control Period as Annexure-I | Submitted vide Distribution True-up petition for 2nd control Period as Annexure-I
1724 | RevisE/s.toSri.B.jagat Redd&3Nosatchepur | NALGONDA | 13.08.2012 | 0.024599 | Submitted vide Distribution True-up petition for 2nd control Period as Annexure-I | Submitted vide Distribution True-up petition for 2nd control Period as Annexure-I
1725 | E/s.toSureshKumar&3Nos.atCh.MamidiinMNGD | NALGONDA | 04.09.2012 | 0.01991 | Submitted vide Distribution True-up petition for 2nd control Period as Annexure-I | Submitted vide Distribution True-up petition for 2nd control Period as Annexure-I
1726 | Estimate for erection of 1 NO 25 KVA Add | NALGONDA | 22.03.2013 | 0.01659 | Submitted vide Distribution True-up petition for 2nd control Period as Annexure-I | Submitted vide Distribution True-up petition for 2nd control Period as Annexure-I
1727 | E/stosri T.Chandraiah5hpatTheededuCTPLse | NALGONDA | 14.02.2013 | 0.0017996 | Submitted vide Distribution True-up petition for 2nd control Period as Annexure-I | Submitted vide Distribution True-up petition for 2nd control Period as Annexure-I
1728 | E/s to sri G.laxmaiah 5hp at theededu CT | NALGONDA | 14.02.2013 | 0.0017983 | Submitted vide Distribution True-up petition for 2nd control Period as Annexure-I | Submitted vide Distribution True-up petition for 2nd control Period as Annexure-I
1729 | B.Narsimhareddy&1No10HPVenkepallyMarrigu | NALGONDA | 15.06.2012 | 0.0029202 | Submitted vide Distribution True-up petition for 2nd control Period as Annexure-I | Submitted vide Distribution True-up petition for 2nd control Period as Annexure-I
1730 | B.Krishnaiah&1No10HPK.B.PallyMarriguda | NALGONDA | 15.06.2012 | 0.0029539 | Submitted vide Distribution True-up petition for 2nd control Period as Annexure-I | Submitted vide Distribution True-up petition for 2nd control Period as Annexure-I
1731 | NakkaMallesh1No.5HPRamreddypallyMarrigud | NALGONDA | 15.06.2012 | 0.0012703 | Submitted vide Distribution True-up petition for 2nd control Period as Annexure-I | Submitted vide Distribution True-up petition for 2nd control Period as Annexure-I
1732 | E/s.toB.Edaiah&2Nos.atBangarigaddainCDR | NALGONDA | 05.03.2013 | 0.013375 | Submitted vide Distribution True-up petition for 2nd control Period as Annexure-I | Submitted vide Distribution True-up petition for 2nd control Period as Annexure-I
1733 | E/s to Sri.Banavath Chandru S/o Sorya ea | NALGONDA | 28.03.2013 | 0.0047139 | Submitted vide Distribution True-up petition for 2nd control Period as Annexure-I | Submitted vide Distribution True-up petition for 2nd control Period as Annexure-I
1734 | E/s to Sri.Banavath Sardar S/o Kasya & 7 | NALGONDA | 28.03.2013 | 0.0081635 | Submitted vide Distribution True-up petition for 2nd control Period as Annexure-I | Submitted vide Distribution True-up petition for 2nd control Period as Annexure-I
1735 | Estimate for E/s to 1No.25KW non-domesti | NALGONDA | 20.10.2012 | 0.012675 | Submitted vide Distribution True-up petition for 2nd control Period as Annexure-I | Submitted vide Distribution True-up petition for 2nd control Period as Annexure-I
1736 | Ere.of 0.9KM 11Kv interlink line at CPT | NALGONDA | 14.10.2012 | 0.019286 | Submitted vide Distribution True-up petition for 2nd control Period as Annexure-I | Submitted vide Distribution True-up petition for 2nd control Period as Annexure-I
1737 | 1 No 10hp Rws load to krishna water plan | NALGONDA | 20.10.2012 | 0.0028406 | Submitted vide Distribution True-up petition for 2nd control Period as Annexure-I | Submitted vide Distribution True-up petition for 2nd control Period as Annexure-I
1738 | E/s. to 7 Nos. ND Load to at NLG T-3 Se | NALGONDA | 27.07.2012 | 0.012148 | Submitted vide Distribution True-up petition for 2nd control Period as Annexure-I | Submitted vide Distribution True-up petition for 2nd control Period as Annexure-I
1739 | E/s to 1 No Addl.63 KVA DTR at Thipparth | NALGONDA | 30.01.2013 | 0.018173 | Submitted vide Distribution True-up petition for 2nd control Period as Annexure-I | Submitted vide Distribution True-up petition for 2nd control Period as Annexure-I
1740 | E/s.to5HPAGLLtoD.PAdmaatAnantharam. | NALGONDA | 03.07.2012 | 0.0014238 | Submitted vide Distribution True-up petition for 2nd control Period as Annexure-I | Submitted vide Distribution True-up petition for 2nd control Period as Annexure-I
1741 | E/sto3*5HP AglM.Srinivasreddy at Yennara | NALGONDA | 28.08.2012 | 0.010639 | Submitted vide Distribution True-up petition for 2nd control Period as Annexure-I | Submitted vide Distribution True-up petition for 2nd control Period as Annexure-I
1742 | Jangili.Kanthamma&2 Nos at Kalwapally(V) | NALGONDA | 04.01.2013 | 0.014824 | Submitted vide Distribution True-up petition for 2nd control Period as Annexure-I | Submitted vide Distribution True-up petition for 2nd control Period as Annexure-I
1743 | K.Ramakrishna & 2 Nos at Thipparthy (V) | NALGONDA | 27.11.2012 | 0.014221 | Submitted vide Distribution True-up petition for 2nd control Period as Annexure-I | Submitted vide Distribution True-up petition for 2nd control Period as Annexure-I
1744 | Sri.N.BalaRamakrishna & 2 Nos at Chinnai | NALGONDA | 27.11.2012 | 0.014434 | Submitted vide Distribution True-up petition for 2nd control Period as Annexure-I | Submitted vide Distribution True-up petition for 2nd control Period as Annexure-I
1745 | E/s.toG.Saidireddy&3Nos.atIndugulinThipp | NALGONDA | 18.06.2012 | 0.01545 | Submitted vide Distribution True-up petition for 2nd control Period as Annexure-I | Submitted vide Distribution True-up petition for 2nd control Period as Annexure-I
1746 | E/s.toK.Rathamma&2Nos.atIndugulainTPT | NALGONDA | 18.06.2012 | 0.014264 | Submitted vide Distribution True-up petition for 2nd control Period as Annexure-I | Submitted vide Distribution True-up petition for 2nd control Period as Annexure-I
1747 | E/s.toD.MutiReddy&2Nos.atAnantharam NLGR | NALGONDA | 25.04.2012 | 0.014194 | Submitted vide Distribution True-up petition for 2nd control Period as Annexure-I | Submitted vide Distribution True-up petition for 2nd control Period as Annexure-I
1748 | Ere.of1No.63KVADTRSS-XVat Anantharam NL | NALGONDA | 11.01.2013 | 0.021676 | Submitted vide Distribution True-up petition for 2nd control Period as Annexure-I | Submitted vide Distribution True-up petition for 2nd control Period as Annexure-I
1749 | Maryada. Uma &02 Nos at Buggabaigudem(V) | NALGONDA | 04.09.2012 | 0.014132 | Submitted vide Distribution True-up petition for 2nd control Period as Annexure-I | Submitted vide Distribution True-up petition for 2nd control Period as Annexure-I
1750 | ReviCH.Ramaiah&03Nos20HP)atSettipalem(V) | NALGONDA | 08.11.2012 | 0.017105 | Submitted vide Distribution True-up petition for 2nd control Period as Annexure-I | Submitted vide Distribution True-up petition for 2nd control Period as Annexure-I
1751 | Reviz G.Salaiah&03Nosat Pamulapad(V) | NALGONDA | 08.11.2012 | 0.021008 | Submitted vide Distribution True-up petition for 2nd control Period as Annexure-I | Submitted vide Distribution True-up petition for 2nd control Period as Annexure-I
1752 | RevizNarayana.NarsiREddy&03Nosat Vemulap | NALGONDA | 06.11.2012 | 0.021215 | Submitted vide Distribution True-up petition for 2nd control Period as Annexure-I | Submitted vide Distribution True-up petition for 2nd control Period as Annexure-I
1753 | RevistoRamagiri.Someshwar&02Nosat Kalwal | NALGONDA | 10.09.2012 | 0.014215 | Submitted vide Distribution True-up petition for 2nd control Period as Annexure-I | Submitted vide Distribution True-up petition for 2nd control Period as Annexure-I
1754 | Estimate for erection of 11KV Interlinki | NALGONDA | 28.01.2013 | 0.020675 | Submitted vide Distribution True-up petition for 2nd control Period as Annexure-I | Submitted vide Distribution True-up petition for 2nd control Period as Annexure-I
1755 | E/s.toK.Lalithabai&2Nos.atDandampally NL | NALGONDA | 21.11.2012 | 0.011713 | Submitted vide Distribution True-up petition for 2nd control Period as Annexure-I | Submitted vide Distribution True-up petition for 2nd control Period as Annexure-I
1756 | Estt.forErec.of1No.15KVADTRSS-7Bodangipa | NALGONDA | 25.03.2013 | 0.0026606 | Submitted vide Distribution True-up petition for 2nd control Period as Annexure-I | Submitted vide Distribution True-up petition for 2nd control Period as Annexure-I
1757 | Estimate for Re-Orientation of 3Nos 25 K | NALGONDA | 05.09.2012 | 0.0087641 | Submitted vide Distribution True-up petition for 2nd control Period as Annexure-I | Submitted vide Distribution True-up petition for 2nd control Period as Annexure-I
1758 | Estimate for Erection of 0.72 Km Interli | NALGONDA | 06.08.2012 | 0.014912 | Submitted vide Distribution True-up petition for 2nd control Period as Annexure-I | Submitted vide Distribution True-up petition for 2nd control Period as Annexure-I
1759 | Estimate for Erection of 0.72 Km Interli | NALGONDA | 18.08.2012 | 0.013196 | Submitted vide Distribution True-up petition for 2nd control Period as Annexure-I | Submitted vide Distribution True-up petition for 2nd control Period as Annexure-I
1760 | Erection of 16Nos. Intermediate poles at | NALGONDA | 29.09.2012 | 0.00701 | Submitted vide Distribution True-up petition for 2nd control Period as Annexure-I | Submitted vide Distribution True-up petition for 2nd control Period as Annexure-I
1761 | Erection of 16Nos. Intermediate poles at | NALGONDA | 29.09.2012 | 0.007183 | Submitted vide Distribution True-up petition for 2nd control Period as Annexure-I | Submitted vide Distribution True-up petition for 2nd control Period as Annexure-I
1762 | Erection of 16Nos. Intermediate poles at | NALGONDA | 29.09.2012 | 0.006849 | Submitted vide Distribution True-up petition for 2nd control Period as Annexure-I | Submitted vide Distribution True-up petition for 2nd control Period as Annexure-I
1763 | Ere.of 0.7KM Inter.Link line on 11KV Per | NALGONDA | 31.08.2012 | 0.012708 | Submitted vide Distribution True-up petition for 2nd control Period as Annexure-I | Submitted vide Distribution True-up petition for 2nd control Period as Annexure-I
1764 | Anireddy.Srinivas REddy&02otheratB B Gud | NALGONDA | 10.09.2012 | 0.014516 | Submitted vide Distribution True-up petition for 2nd control Period as Annexure-I | Submitted vide Distribution True-up petition for 2nd control Period as Annexure-I
1765 | Ere.of 1.0KM Inter.Link line on 11KV Vad | NALGONDA | 31.08.2012 | 0.018677 | Submitted vide Distribution True-up petition for 2nd control Period as Annexure-I | Submitted vide Distribution True-up petition for 2nd control Period as Annexure-I
1766 | M Sandhya,&02 Nos at Molkapatnam(V) | NALGONDA | 10.09.2012 | 0.014005 | Submitted vide Distribution True-up petition for 2nd control Period as Annexure-I | Submitted vide Distribution True-up petition for 2nd control Period as Annexure-I
1767 | Bukya.Saidulu&03 Nos at Settipalem(V). | NALGONDA | 07.11.2012 | 0.019176 | Submitted vide Distribution True-up petition for 2nd control Period as Annexure-I | Submitted vide Distribution True-up petition for 2nd control Period as Annexure-I
1768 | K.Prathap Reddy&3Nos.(20HP)Pacharigadda | NALGONDA | 03.08.2012 | 0.019178 | Submitted vide Distribution True-up petition for 2nd control Period as Annexure-I | Submitted vide Distribution True-up petition for 2nd control Period as Annexure-I
1769 | Avula.Mangamma& 2 Nos at Laxmipuram(V) | NALGONDA | 04.01.2013 | 0.015324 | Submitted vide Distribution True-up petition for 2nd control Period as Annexure-I | Submitted vide Distribution True-up petition for 2nd control Period as Annexure-I
1770 | 1x25KVA Addl.DTR on SS-05 B B Gudem in V | NALGONDA | 06.11.2012 | 0.015527 | Submitted vide Distribution True-up petition for 2nd control Period as Annexure-I | Submitted vide Distribution True-up petition for 2nd control Period as Annexure-I
1771 | 1x25KVA Addl.DTR on SS-08 Iskabaigudem ( | NALGONDA | 07.06.2012 | 0.016414 | Submitted vide Distribution True-up petition for 2nd control Period as Annexure-I | Submitted vide Distribution True-up petition for 2nd control Period as Annexure-I
1772 | Erection of 25KVA DTR on SS-8 B.B.Gudem | NALGONDA | 06.11.2012 | 0.013951 | Submitted vide Distribution True-up petition for 2nd control Period as Annexure-I | Submitted vide Distribution True-up petition for 2nd control Period as Annexure-I
1773 | E/s toJ.Panni &2Nos at Azmapoor(V)P.a.pa | NALGONDA | 27.09.2012 | 0.012881 | Submitted vide Distribution True-up petition for 2nd control Period as Annexure-I | Submitted vide Distribution True-up petition for 2nd control Period as Annexure-I
1774 | E/s.toK.Nagamma&5Nos.atPajjur(V)inThippa | NALGONDA | 11.03.2013 | 0.028768 | Submitted vide Distribution True-up petition for 2nd control Period as Annexure-I | Submitted vide Distribution True-up petition for 2nd control Period as Annexure-I
1775 | E/s.toSri.R.Murali&2NosOthersatPajjurTPT | NALGONDA | 27.11.2012 | 0.013037 | Submitted vide Distribution True-up petition for 2nd control Period as Annexure-I | Submitted vide Distribution True-up petition for 2nd control Period as Annexure-I
1776 | E/s.toP.DevenderRedd&2Nos.atIndloorinTPT | NALGONDA | 28.11.2012 | 0.014675 | Submitted vide Distribution True-up petition for 2nd control Period as Annexure-I | Submitted vide Distribution True-up petition for 2nd control Period as Annexure-I
1777 | E/Sto.Depa Gopal Reddy at Akkenapal5HP | NALGONDA | 24.08.2012 | 0.0015391 | Submitted vide Distribution True-up petition for 2nd control Period as Annexure-I | Submitted vide Distribution True-up petition for 2nd control Period as Annexure-I
1778 | E/s.toB.Srinivas& 2Nos.atDandampa15Hploa | NALGONDA | 21.11.2012 | 0.011423 | Submitted vide Distribution True-up petition for 2nd control Period as Annexure-I | Submitted vide Distribution True-up petition for 2nd control Period as Annexure-I
1779 | E/s to G.Venkataiah &2Nos at Medaram | NALGONDA | 16.03.2013 | 0.0134 | Submitted vide Distribution True-up petition for 2nd control Period as Annexure-I | Submitted vide Distribution True-up petition for 2nd control Period as Annexure-I
1780 | E/s to Y.Narayanreddy &2Nos at Medaram | NALGONDA | 11.11.2012 | 0.013907 | Submitted vide Distribution True-up petition for 2nd control Period as Annexure-I | Submitted vide Distribution True-up petition for 2nd control Period as Annexure-I
1781 | E/s toM.Kasna &2Nos at Azmapoor(V)P.a.pa | NALGONDA | 11.11.2012 | 0.01518 | Submitted vide Distribution True-up petition for 2nd control Period as Annexure-I | Submitted vide Distribution True-up petition for 2nd control Period as Annexure-I
1782 | E/s to 2/10HP Agl to S.Adimaiah S/o.Ling | NALGONDA | 28.11.2012 | 0.0071451 | Submitted vide Distribution True-up petition for 2nd control Period as Annexure-I | Submitted vide Distribution True-up petition for 2nd control Period as Annexure-I
1783 | Banda Kotireddy&2Nos(15HP)Keshavapuram ( | NALGONDA | 01.10.2012 | 0.013189 | Submitted vide Distribution True-up petition for 2nd control Period as Annexure-I | Submitted vide Distribution True-up petition for 2nd control Period as Annexure-I
1784 | Jadepally Vanamma&2Nos.(15HP)Keshavapura | NALGONDA | 01.10.2012 | 0.013173 | Submitted vide Distribution True-up petition for 2nd control Period as Annexure-I | Submitted vide Distribution True-up petition for 2nd control Period as Annexure-I
1785 | Kanneboina Bakkaiah&2Nos(15HP)Dharmapura | NALGONDA | 01.10.2012 | 0.013006 | Submitted vide Distribution True-up petition for 2nd control Period as Annexure-I | Submitted vide Distribution True-up petition for 2nd control Period as Annexure-I
1786 | Mallikanti Dhanunjay&3Nos(20HP)G.P.V.Gud | NALGONDA | 05.12.2012 | 0.021529 | Submitted vide Distribution True-up petition for 2nd control Period as Annexure-I | Submitted vide Distribution True-up petition for 2nd control Period as Annexure-I
1787 | E/s.toSri.D.ShivaShanker&2Nos.atPajjurin | NALGONDA | 11.03.2013 | 0.012797 | Submitted vide Distribution True-up petition for 2nd control Period as Annexure-I | Submitted vide Distribution True-up petition for 2nd control Period as Annexure-I
1788 | Sri.M.Srinu S/o Mallaiah & 3 Nos at Dore | NALGONDA | 12.06.2012 | 0.017755 | Submitted vide Distribution True-up petition for 2nd control Period as Annexure-I | Submitted vide Distribution True-up petition for 2nd control Period as Annexure-I
1789 | E/S to Sri.P.Rajeev S/O Ramaswamy & 3 No | NALGONDA | 28.08.2012 | 0.018926 | Submitted vide Distribution True-up petition for 2nd control Period as Annexure-I | Submitted vide Distribution True-up petition for 2nd control Period as Annexure-I
1790 | Smt.A.Premlatha & 2 Nos at G.Chennaram ( | NALGONDA | 15.06.2012 | 0.012381 | Submitted vide Distribution True-up petition for 2nd control Period as Annexure-I | Submitted vide Distribution True-up petition for 2nd control Period as Annexure-I
1791 | Sri.B.Chandraiah & 2 Nos at Dorepally (V | NALGONDA | 12.06.2012 | 0.014427 | Submitted vide Distribution True-up petition for 2nd control Period as Annexure-I | Submitted vide Distribution True-up petition for 2nd control Period as Annexure-I
1792 | Uppunuthala Pitchaiah & 2 Nos at G.Chenn | NALGONDA | 12.06.2012 | 0.014952 | Submitted vide Distribution True-up petition for 2nd control Period as Annexure-I | Submitted vide Distribution True-up petition for 2nd control Period as Annexure-I
1793 | Sri.G.Devaiah & 2 Nos at Dorepally (V) | NALGONDA | 12.06.2012 | 0.014327 | Submitted vide Distribution True-up petition for 2nd control Period as Annexure-I | Submitted vide Distribution True-up petition for 2nd control Period as Annexure-I
1794 | Smt.Ch.Laxmamma & 2 Nos at Boinpally (V) | NALGONDA | 12.06.2012 | 0.01402 | Submitted vide Distribution True-up petition for 2nd control Period as Annexure-I | Submitted vide Distribution True-up petition for 2nd control Period as Annexure-I
1795 | E/s to A.Narayana Reddy 20Hp load darves | NALGONDA | 16.01.2013 | 0.019996 | Submitted vide Distribution True-up petition for 2nd control Period as Annexure-I | Submitted vide Distribution True-up petition for 2nd control Period as Annexure-I
1796 | E/s.toN.Sathaiah&2Nos.atPAjjur(V)inTPTSe | NALGONDA | 28.11.2012 | 0.012665 | Submitted vide Distribution True-up petition for 2nd control Period as Annexure-I | Submitted vide Distribution True-up petition for 2nd control Period as Annexure-I
1797 | E/s.toM.Jan&3Nos.atIndloor(V)inThipparth | NALGONDA | 07.09.2012 | 0.014682 | Submitted vide Distribution True-up petition for 2nd control Period as Annexure-I | Submitted vide Distribution True-up petition for 2nd control Period as Annexure-I
1798 | E/s.toSri.S.Srinu&2NoOthatPazzurinThippa | NALGONDA | 12.06.2012 | 0.014636 | Submitted vide Distribution True-up petition for 2nd control Period as Annexure-I | Submitted vide Distribution True-up petition for 2nd control Period as Annexure-I
1799 | Smt.K.Laxmamma & 3 Nos at Thipparthy (V | NALGONDA | 30.01.2013 | 0.018976 | Submitted vide Distribution True-up petition for 2nd control Period as Annexure-I | Submitted vide Distribution True-up petition for 2nd control Period as Annexure-I
1800 | E/s.toP.Bakkaiah&2Nos.atIndloor(V)in TPT | NALGONDA | 30.01.2013 | 0.014247 | Submitted vide Distribution True-up petition for 2nd control Period as Annexure-I | Submitted vide Distribution True-up petition for 2nd control Period as Annexure-I
1801 | Sri.V.Anantha Reddy and 2 Nos at Pagidim | NALGONDA | 22.11.2012 | 0.012265 | Submitted vide Distribution True-up petition for 2nd control Period as Annexure-I | Submitted vide Distribution True-up petition for 2nd control Period as Annexure-I
1802 | Sri.Amireddy Prathapreddy & 2 Nos at Pag | NALGONDA | 22.11.2012 | 0.012092 | Submitted vide Distribution True-up petition for 2nd control Period as Annexure-I | Submitted vide Distribution True-up petition for 2nd control Period as Annexure-I
1803 | Smt.G.Andalu & 2 Nos at Dorepally (V) | NALGONDA | 12.06.2012 | 0.014344 | Submitted vide Distribution True-up petition for 2nd control Period as Annexure-I | Submitted vide Distribution True-up petition for 2nd control Period as Annexure-I
1804 | Er of 03Nos intermediate poles in MLG T- | NALGONDA | 23.07.2012 | 0.0049261 | Submitted vide Distribution True-up petition for 2nd control Period as Annexure-I | Submitted vide Distribution True-up petition for 2nd control Period as Annexure-I
1805 | Ere.of1No.63KVAAddl.DTRSS-8atJRGudaTPT | NALGONDA | 28.11.2012 | 0.018709 | Submitted vide Distribution True-up petition for 2nd control Period as Annexure-I | Submitted vide Distribution True-up petition for 2nd control Period as Annexure-I
1806 | Smt.Easam Parvathamma & 2 Nos at Dorepal | NALGONDA | 16.01.2013 | 0.015241 | Submitted vide Distribution True-up petition for 2nd control Period as Annexure-I | Submitted vide Distribution True-up petition for 2nd control Period as Annexure-I
1807 | E/S to Sri.Chedurupelly Venkataiah S/O R | NALGONDA | 20.06.2012 | 0.019929 | Submitted vide Distribution True-up petition for 2nd control Period as Annexure-I | Submitted vide Distribution True-up petition for 2nd control Period as Annexure-I
1808 | E/s K.Padmavathi (5Hp) chillpur(V) N.Por | NALGONDA | 06.12.2012 | 0.0013407 | Submitted vide Distribution True-up petition for 2nd control Period as Annexure-I | Submitted vide Distribution True-up petition for 2nd control Period as Annexure-I
1809 | E/sV.GaneshwarRao5HPatKalapally under pr | NALGONDA | 14.09.2012 | 0.00054428 | Submitted vide Distribution True-up petition for 2nd control Period as Annexure-I | Submitted vide Distribution True-up petition for 2nd control Period as Annexure-I
1810 | E/sSri.Valusuri.Narsimha5HPLoad at pulip | NALGONDA | 20.03.2013 | 0.0011375 | Submitted vide Distribution True-up petition for 2nd control Period as Annexure-I | Submitted vide Distribution True-up petition for 2nd control Period as Annexure-I
1811 | E/s.toSudharshan&2No15HPAGLatA.R.Gudem | NALGONDA | 24.11.2012 | 0.014851 | Submitted vide Distribution True-up petition for 2nd control Period as Annexure-I | Submitted vide Distribution True-up petition for 2nd control Period as Annexure-I
1812 | Lingala Nagabushanam&03 NOs at Alagadapa | NALGONDA | 05.09.2012 | 0.019333 | Submitted vide Distribution True-up petition for 2nd control Period as Annexure-I | Submitted vide Distribution True-up petition for 2nd control Period as Annexure-I
1813 | E/s. to 15 Hp AGl Load at Munugodu Secti | NALGONDA | 20.03.2013 | 0.0045683 | Submitted vide Distribution True-up petition for 2nd control Period as Annexure-I | Submitted vide Distribution True-up petition for 2nd control Period as Annexure-I
1814 | E/s. to 15 Hp AGl Load at Munugodu Secti | NALGONDA | 20.03.2013 | 0.004592 | Submitted vide Distribution True-up petition for 2nd control Period as Annexure-I | Submitted vide Distribution True-up petition for 2nd control Period as Annexure-I
1815 | E/s. to 5 Hp AGl Load at Munugodu Sectie | NALGONDA | 20.03.2013 | 0.0014628 | Submitted vide Distribution True-up petition for 2nd control Period as Annexure-I | Submitted vide Distribution True-up petition for 2nd control Period as Annexure-I
1816 | E/s. to 15 Hp AGl Load at Munugodu Secti | NALGONDA | 20.03.2013 | 0.0045683 | Submitted vide Distribution True-up petition for 2nd control Period as Annexure-I | Submitted vide Distribution True-up petition for 2nd control Period as Annexure-I
1817 | M.SRIKANTH &02 NOs at G V Gudem(V) | NALGONDA | 04.08.2012 | 0.015021 | Submitted vide Distribution True-up petition for 2nd control Period as Annexure-I | Submitted vide Distribution True-up petition for 2nd control Period as Annexure-I
1818 | Erection of 0.36 Km 11 KV line to charge | NALGONDA | 01.02.2013 | 0.0056422 | Submitted vide Distribution True-up petition for 2nd control Period as Annexure-I | Submitted vide Distribution True-up petition for 2nd control Period as Annexure-I
1819 | 10HP Indl. load M/s Ayushraksha Herbal f | NALGONDA | 21.05.2012 | 0.00065812 | Submitted vide Distribution True-up petition for 2nd control Period as Annexure-I | Submitted vide Distribution True-up petition for 2nd control Period as Annexure-I
1820 | Nakka.Ramulu&02 others atSettipelem (V) | NALGONDA | 01.09.2012 | 0.014205 | Submitted vide Distribution True-up petition for 2nd control Period as Annexure-I | Submitted vide Distribution True-up petition for 2nd control Period as Annexure-I
1821 | Chirra.Ramulu&03Nos20HP)atVemulapall | NALGONDA | 16.01.2013 | 0.02099 | Submitted vide Distribution True-up petition for 2nd control Period as Annexure-I | Submitted vide Distribution True-up petition for 2nd control Period as Annexure-I
1822 | Putta.Chandraiah&02 Nosat Iskabaigudem(V | NALGONDA | 01.09.2012 | 0.013361 | Submitted vide Distribution True-up petition for 2nd control Period as Annexure-I | Submitted vide Distribution True-up petition for 2nd control Period as Annexure-I
1823 | E/stoG.Balaraju&5Nosotherseach5HPTeeded | NALGONDA | 14.02.2013 | 0.028444 | Submitted vide Distribution True-up petition for 2nd control Period as Annexure-I | Submitted vide Distribution True-up petition for 2nd control Period as Annexure-I
1824 | E/stoM.sanjeevarao&3nosothers atG.Gowrar | NALGONDA | 27.06.2012 | 0.017994 | Submitted vide Distribution True-up petition for 2nd control Period as Annexure-I | Submitted vide Distribution True-up petition for 2nd control Period as Annexure-I
1825 | E/s to sri CH.Laxmamma and 3nosothers at | NALGONDA | 27.06.2012 | 0.017864 | Submitted vide Distribution True-up petition for 2nd control Period as Annexure-I | Submitted vide Distribution True-up petition for 2nd control Period as Annexure-I
1826 | E/s.toG.VenkatReddy&2No.atThipparthy(V<( | NALGONDA | 18.06.2012 | 0.014995 | Submitted vide Distribution True-up petition for 2nd control Period as Annexure-I | Submitted vide Distribution True-up petition for 2nd control Period as Annexure-I
1827 | Sri.K.Yadagiri Reddy & 2 Nos at Indugula | NALGONDA | 29.09.2012 | 0.013149 | Submitted vide Distribution True-up petition for 2nd control Period as Annexure-I | Submitted vide Distribution True-up petition for 2nd control Period as Annexure-I
1828 | KethavathPeelya&7Noseach5HP40HPJodibaiT | NALGONDA | 14.10.2012 | 0.037269 | Submitted vide Distribution True-up petition for 2nd control Period as Annexure-I | Submitted vide Distribution True-up petition for 2nd control Period as Annexure-I
1829 | E/s to Sri Chilakla Anjaiah And 8nos in | NALGONDA | 14.10.2012 | 0.041741 | Submitted vide Distribution True-up petition for 2nd control Period as Annexure-I | Submitted vide Distribution True-up petition for 2nd control Period as Annexure-I
1830 | E/s to V.NarayanReddy &3Nos at Gudipally | NALGONDA | 17.02.2013 | 0.012652 | Submitted vide Distribution True-up petition for 2nd control Period as Annexure-I | Submitted vide Distribution True-up petition for 2nd control Period as Annexure-I
1831 | E/stoB.Anjaiah&5Nosat peddagumadam | NALGONDA | 15.02.2013 | 0.02302 | Submitted vide Distribution True-up petition for 2nd control Period as Annexure-I | Submitted vide Distribution True-up petition for 2nd control Period as Annexure-I
1832 | A Padma & 02 others at A R GUdem (V) | NALGONDA | 01.09.2012 | 0.014232 | Submitted vide Distribution True-up petition for 2nd control Period as Annexure-I | Submitted vide Distribution True-up petition for 2nd control Period as Annexure-I
1833 | E/S f45x40W ST.light oad at NLG T-III | NALGONDA | 14.09.2012 | 0.021143 | Submitted vide Distribution True-up petition for 2nd control Period as Annexure-I | Submitted vide Distribution True-up petition for 2nd control Period as Annexure-I
1834 | Lrb 1x63 KVA SS-III Puttalagadda | NALGONDA | 08.06.2012 | 0.0046402 | Submitted vide Distribution True-up petition for 2nd control Period as Annexure-I | Submitted vide Distribution True-up petition for 2nd control Period as Annexure-I
1835 | 25KVA DTR at SS-12 Siripuram(V) | NALGONDA | 21.06.2012 | 0.010972 | Submitted vide Distribution True-up petition for 2nd control Period as Annexure-I | Submitted vide Distribution True-up petition for 2nd control Period as Annexure-I
1836 | 63KVA Addl DTR SS-3 Thummalagudem(V) | NALGONDA | 21.06.2012 | 0.001256 | Submitted vide Distribution True-up petition for 2nd control Period as Annexure-I | Submitted vide Distribution True-up petition for 2nd control Period as Annexure-I
1837 | 63KVA Addl DTR SS-16 Janampally(V) | NALGONDA | 14.08.2012 | 0.0047962 | Submitted vide Distribution True-up petition for 2nd control Period as Annexure-I | Submitted vide Distribution True-up petition for 2nd control Period as Annexure-I
1838 | 100KVA DTR SS-13 Ramannapet(V) | NALGONDA | 04.07.2012 | 0.0012337 | Submitted vide Distribution True-up petition for 2nd control Period as Annexure-I | Submitted vide Distribution True-up petition for 2nd control Period as Annexure-I
1839 | E/s to sri ch.Janardha and 3Nosothers at | NALGONDA | 08.02.2013 | 0.018721 | Submitted vide Distribution True-up petition for 2nd control Period as Annexure-I | Submitted vide Distribution True-up petition for 2nd control Period as Annexure-I
1840 | Lrb 1x100 KVA SS-II Turupu Thanda | NALGONDA | 11.06.2012 | 0.0040262 | Submitted vide Distribution True-up petition for 2nd control Period as Annexure-I | Submitted vide Distribution True-up petition for 2nd control Period as Annexure-I
1841 | E/StosriP.subbaraju&3nosothersatM.R.pall | NALGONDA | 08.02.2013 | 0.017392 | Submitted vide Distribution True-up petition for 2nd control Period as Annexure-I | Submitted vide Distribution True-up petition for 2nd control Period as Annexure-I
1842 | G.Venkatamma&02 NOs at Molkapatnam(V) | NALGONDA | 10.09.2012 | 0.0064132 | Submitted vide Distribution True-up petition for 2nd control Period as Annexure-I | Submitted vide Distribution True-up petition for 2nd control Period as Annexure-I
1843 | A.Aruna&02 NOs at Salkanoor(V) | NALGONDA | 17.02.2013 | 0.015641 | Submitted vide Distribution True-up petition for 2nd control Period as Annexure-I | Submitted vide Distribution True-up petition for 2nd control Period as Annexure-I
1844 | P.Mahender Reddy&03Nosat Chirumarthy(V). | NALGONDA | 01.09.2012 | 0.020193 | Submitted vide Distribution True-up petition for 2nd control Period as Annexure-I | Submitted vide Distribution True-up petition for 2nd control Period as Annexure-I
1845 | U.Bhagyamma&02 NOs at Molkapatnam(V),. | NALGONDA | 04.09.2012 | 0.01417 | Submitted vide Distribution True-up petition for 2nd control Period as Annexure-I | Submitted vide Distribution True-up petition for 2nd control Period as Annexure-I
1846 | G.RamkrishnaReddy&02Nos at Vemulapally(V | NALGONDA | 07.11.2012 | 0.015491 | Submitted vide Distribution True-up petition for 2nd control Period as Annexure-I | Submitted vide Distribution True-up petition for 2nd control Period as Annexure-I
1847 | Erection1X25kva dtr atchinthapally(V&M) | NALGONDA | 09.02.2013 | 0.014471 | Submitted vide Distribution True-up petition for 2nd control Period as Annexure-I | Submitted vide Distribution True-up petition for 2nd control Period as Annexure-I
1848 | E/s.toK.Gangamma&3No'satNadikudainGurram | NALGONDA | 25.11.2012 | 0.01774 | Submitted vide Distribution True-up petition for 2nd control Period as Annexure-I | Submitted vide Distribution True-up petition for 2nd control Period as Annexure-I
1849 | Estt.forGPRSModemsinNalgondaT-1Section. | NALGONDA | 05.06.2012 | 0.036021 | Submitted vide Distribution True-up petition for 2nd control Period as Annexure-I | Submitted vide Distribution True-up petition for 2nd control Period as Annexure-I
1850 | 0.900 KM Nillikal feeder emanating from | NALGONDA | 08.06.2012 | 0.0064875 | Submitted vide Distribution True-up petition for 2nd control Period as Annexure-I | Submitted vide Distribution True-up petition for 2nd control Period as Annexure-I
1851 | addl.25KVA DTR SS-03 at Pedda Thanda Vil | NALGONDA | 17.07.2012 | 0.01746 | Submitted vide Distribution True-up petition for 2nd control Period as Annexure-I | Submitted vide Distribution True-up petition for 2nd control Period as Annexure-I
1852 | E/stoA.Venkataiah&3nosothersat yelareddy | NALGONDA | 01.06.2012 | 0.017117 | Submitted vide Distribution True-up petition for 2nd control Period as Annexure-I | Submitted vide Distribution True-up petition for 2nd control Period as Annexure-I
1853 | E/s Sathyanarayana&2Noseach5HPatChintaba | NALGONDA | 28.03.2013 | 0.010826 | Submitted vide Distribution True-up petition for 2nd control Period as Annexure-I | Submitted vide Distribution True-up petition for 2nd control Period as Annexure-I
1854 | E/s.toSri.B.Nagesh &2NosinPeddamula vill | NALGONDA | 22.03.2013 | 0.011136 | Submitted vide Distribution True-up petition for 2nd control Period as Annexure-I | Submitted vide Distribution True-up petition for 2nd control Period as Annexure-I
1855 | 2Nos.each5KWBorewellsAnjanasaiConstructi | NALGONDA | 20.12.2012 | 0.027254 | Submitted vide Distribution True-up petition for 2nd control Period as Annexure-I | Submitted vide Distribution True-up petition for 2nd control Period as Annexure-I
1856 | Estimate for 1No 10KW Non-Domestic load | NALGONDA | 23.11.2012 | 0.0099314 | Submitted vide Distribution True-up petition for 2nd control Period as Annexure-I | Submitted vide Distribution True-up petition for 2nd control Period as Annexure-I
1857 | 74HPInl.loadSriLaxmiVenkataramanaRiceInd | NALGONDA | 13.11.2012 | 0.021785 | Submitted vide Distribution True-up petition for 2nd control Period as Annexure-I | Submitted vide Distribution True-up petition for 2nd control Period as Annexure-I
1858 | E/sto1kw N.D.Load to sri.v.Dhanujaya at | NALGONDA | 16.02.2013 | 0.0031617 | Submitted vide Distribution True-up petition for 2nd control Period as Annexure-I | Submitted vide Distribution True-up petition for 2nd control Period as Annexure-I
1859 | E/s t Sri.Ramavath Nanda Kumar Balaji N | NALGONDA | 29.08.2012 | 0.01254 | Submitted vide Distribution True-up petition for 2nd control Period as Annexure-I | Submitted vide Distribution True-up petition for 2nd control Period as Annexure-I
1860 | E/stoB.Chandramouli & 2Noat pothireddy | NALGONDA | 27.09.2012 | 0.011916 | Submitted vide Distribution True-up petition for 2nd control Period as Annexure-I | Submitted vide Distribution True-up petition for 2nd control Period as Annexure-I
1861 | Burri Venkaiah&5Nos.(30HP)Ghatnemalipur | NALGONDA | 16.02.2013 | 0.026506 | Submitted vide Distribution True-up petition for 2nd control Period as Annexure-I | Submitted vide Distribution True-up petition for 2nd control Period as Annexure-I
1862 | E/sK.Pathi&2No(15HP)Peddagatu(T)P.a.pall | NALGONDA | 16.02.2013 | 0.013568 | Submitted vide Distribution True-up petition for 2nd control Period as Annexure-I | Submitted vide Distribution True-up petition for 2nd control Period as Annexure-I
1863 | E/s to P.Venkateshwarlu &6 Nos at Ghanpu | NALGONDA | 17.09.2012 | 0.02626 | Submitted vide Distribution True-up petition for 2nd control Period as Annexure-I | Submitted vide Distribution True-up petition for 2nd control Period as Annexure-I
1864 | ElectrificationRandRCentreKistapuramMell | NALGONDA | 30.12.2012 | 0.017825 | Submitted vide Distribution True-up petition for 2nd control Period as Annexure-I | Submitted vide Distribution True-up petition for 2nd control Period as Annexure-I
1865 | E/stoM.Hanma&3othersinDharma(T)P.A.Pally | NALGONDA | 11.11.2012 | 0.016842 | Submitted vide Distribution True-up petition for 2nd control Period as Annexure-I | Submitted vide Distribution True-up petition for 2nd control Period as Annexure-I
1866 | 10KW M/s.Bharathi Infratel Ltd.SS70,NLGT | NALGONDA | 18.09.2012 | 0.023653 | Submitted vide Distribution True-up petition for 2nd control Period as Annexure-I | Submitted vide Distribution True-up petition for 2nd control Period as Annexure-I
1867 | 8KW M/s.HUTCHISSION ESSAR SOUTH LTD.SS93 | NALGONDA | 18.09.2012 | 0.021968 | Submitted vide Distribution True-up petition for 2nd control Period as Annexure-I | Submitted vide Distribution True-up petition for 2nd control Period as Annexure-I
1868 | E/s to 1No 2KW NDload to M.Ramulu | NALGONDA | 14.06.2012 | 0.0030931 | Submitted vide Distribution True-up petition for 2nd control Period as Annexure-I | Submitted vide Distribution True-up petition for 2nd control Period as Annexure-I
1869 | E/s 1-ph 1No N.Domestic load to paneer | NALGONDA | 15.12.2012 | 0.004273 | Submitted vide Distribution True-up petition for 2nd control Period as Annexure-I | Submitted vide Distribution True-up petition for 2nd control Period as Annexure-I
1870 | E/s tosarala maisamma temple at Rachkond | NALGONDA | 27.07.2012 | 0.0018709 | Submitted vide Distribution True-up petition for 2nd control Period as Annexure-I | Submitted vide Distribution True-up petition for 2nd control Period as Annexure-I
1871 | Erection ofaddl.63kvaDTRunderSSIVM.R.Gud | NALGONDA | 05.12.2012 | 0.01597 | Submitted vide Distribution True-up petition for 2nd control Period as Annexure-I | Submitted vide Distribution True-up petition for 2nd control Period as Annexure-I
1872 | 5 KW Non-Domestic load to M/s Shiva Sai | NALGONDA | 28.06.2012 | 0.00019633 | Submitted vide Distribution True-up petition for 2nd control Period as Annexure-I | Submitted vide Distribution True-up petition for 2nd control Period as Annexure-I
1873 | Estimate fro E/S to 67KW Domestic loads | NALGONDA | 26.05.2012 | 0.025174 | Submitted vide Distribution True-up petition for 2nd control Period as Annexure-I | Submitted vide Distribution True-up petition for 2nd control Period as Annexure-I
1874 | Enh.ofload from 10KW to20KWto1226401230 | NALGONDA | 25.11.2012 | 0.015311 | Submitted vide Distribution True-up petition for 2nd control Period as Annexure-I | Submitted vide Distribution True-up petition for 2nd control Period as Annexure-I
1875 | Erection1X63KVAADdl.DTRKalya(T)Boggulado | NALGONDA | 13.11.2012 | 0.019168 | Submitted vide Distribution True-up petition for 2nd control Period as Annexure-I | Submitted vide Distribution True-up petition for 2nd control Period as Annexure-I
1876 | Erection1X63KVAADdl.DTRBogguladona vill | NALGONDA | 13.11.2012 | 0.016971 | Submitted vide Distribution True-up petition for 2nd control Period as Annexure-I | Submitted vide Distribution True-up petition for 2nd control Period as Annexure-I
1877 | Lokasani Sridhar Reddy&2Nos(15HP)Kommepa | NALGONDA | 20.10.2012 | 0.010997 | Submitted vide Distribution True-up petition for 2nd control Period as Annexure-I | Submitted vide Distribution True-up petition for 2nd control Period as Annexure-I
1878 | E/stoSriL.Anjaiah&2othersofKambalapallyv | NALGONDA | 20.02.2013 | 0.016605 | Submitted vide Distribution True-up petition for 2nd control Period as Annexure-I | Submitted vide Distribution True-up petition for 2nd control Period as Annexure-I
1879 | E/s to M.Rekha &5Nos at BalajiNagar | NALGONDA | 23.11.2012 | 0.028553 | Submitted vide Distribution True-up petition for 2nd control Period as Annexure-I | Submitted vide Distribution True-up petition for 2nd control Period as Annexure-I
1880 | E/stoK.patya&3othersinDharma(T)P.A.Pally | NALGONDA | 16.03.2013 | 0.016861 | Submitted vide Distribution True-up petition for 2nd control Period as Annexure-I | Submitted vide Distribution True-up petition for 2nd control Period as Annexure-I
1881 | E/stoAdd.Dtr to SS-8 Gudipally Village | NALGONDA | 23.10.2012 | 0.019728 | Submitted vide Distribution True-up petition for 2nd control Period as Annexure-I | Submitted vide Distribution True-up petition for 2nd control Period as Annexure-I
1882 | E/stoAdd.Dtr to SS-4 Vaddipatla Village | NALGONDA | 11.08.2012 | 0.019444 | Submitted vide Distribution True-up petition for 2nd control Period as Annexure-I | Submitted vide Distribution True-up petition for 2nd control Period as Annexure-I
1883 | E/stoAddl.Dtr to SS-10 at Gudipally vil | NALGONDA | 20.11.2012 | 0.010278 | Submitted vide Distribution True-up petition for 2nd control Period as Annexure-I | Submitted vide Distribution True-up petition for 2nd control Period as Annexure-I
1884 | E/s.toSri.M.Salamma&2Nos.atKoppleinG.Pod | NALGONDA | 13.08.2012 | 0.014087 | Submitted vide Distribution True-up petition for 2nd control Period as Annexure-I | Submitted vide Distribution True-up petition for 2nd control Period as Annexure-I
1885 | E/s.toSri.S.Muthyal&3Nos.atKoppleinG.Pod | NALGONDA | 14.10.2012 | 0.017588 | Submitted vide Distribution True-up petition for 2nd control Period as Annexure-I | Submitted vide Distribution True-up petition for 2nd control Period as Annexure-I
1886 | E/s.toSri.S.Ramalin&3Nos.atKoppleinG.Pod | NALGONDA | 16.10.2012 | 0.02135 | Submitted vide Distribution True-up petition for 2nd control Period as Annexure-I | Submitted vide Distribution True-up petition for 2nd control Period as Annexure-I
1887 | E/s.toSri.B.Yadasia&3Nos.atKoppleinG.Pod | NALGONDA | 14.10.2012 | 0.020837 | Submitted vide Distribution True-up petition for 2nd control Period as Annexure-I | Submitted vide Distribution True-up petition for 2nd control Period as Annexure-I
1888 | Sri.N.Narsimha Reddy & 2 Nos at Rajupeta | NALGONDA | 27.09.2012 | 0.013164 | Submitted vide Distribution True-up petition for 2nd control Period as Annexure-I | Submitted vide Distribution True-up petition for 2nd control Period as Annexure-I
1889 | 1 No 5 KW Non-Dome.Load to Sri.J.Nageswa | NALGONDA | 29.06.2012 | 0.0016791 | Submitted vide Distribution True-up petition for 2nd control Period as Annexure-I | Submitted vide Distribution True-up petition for 2nd control Period as Annexure-I
1890 | E/s to 1No.74HP Indl.ShakthiAgros | NALGONDA | 28.11.2012 | 0.025589 | Submitted vide Distribution True-up petition for 2nd control Period as Annexure-I | Submitted vide Distribution True-up petition for 2nd control Period as Annexure-I
1891 | E/s to 1No 130HP LT Indl.AVAIRA Internat | NALGONDA | 26.11.2012 | 0.017437 | Submitted vide Distribution True-up petition for 2nd control Period as Annexure-I | Submitted vide Distribution True-up petition for 2nd control Period as Annexure-I
1892 | E/s.toB.SandhyaRani&2Nos.atG.K.AnnaramNL | NALGONDA | 18.08.2012 | 0.011974 | Submitted vide Distribution True-up petition for 2nd control Period as Annexure-I | Submitted vide Distribution True-up petition for 2nd control Period as Annexure-I
1893 | E/s.toK.VenkateshwarReddy&3Nos.at M.D.Pa | NALGONDA | 25.04.2012 | 0.019362 | Submitted vide Distribution True-up petition for 2nd control Period as Annexure-I | Submitted vide Distribution True-up petition for 2nd control Period as Annexure-I
1894 | 74HPIndlloadAlampallyRamuluRiceIndKMPaly | NALGONDA | 13.11.2012 | 0.035479 | Submitted vide Distribution True-up petition for 2nd control Period as Annexure-I | Submitted vide Distribution True-up petition for 2nd control Period as Annexure-I
1895 | Paduru Mohan Reddy&3NOs(20HP)Narlakantig | NALGONDA | 29.10.2012 | 0.020443 | Submitted vide Distribution True-up petition for 2nd control Period as Annexure-I | Submitted vide Distribution True-up petition for 2nd control Period as Annexure-I
1896 | Sri.K.Srinivas Reddy at Shabdullapur (V) | NALGONDA | 12.07.2012 | 0.0014481 | Submitted vide Distribution True-up petition for 2nd control Period as Annexure-I | Submitted vide Distribution True-up petition for 2nd control Period as Annexure-I
1897 | E/s to Sri Venkata Raghavendra paper pro | NALGONDA | 09.05.2012 | 0.00020187 | Submitted vide Distribution True-up petition for 2nd control Period as Annexure-I | Submitted vide Distribution True-up petition for 2nd control Period as Annexure-I
1898 | E/sto4*5HAgl A.Janaiah at Yennaram (V) | NALGONDA | 21.06.2012 | 0.018828 | Submitted vide Distribution True-up petition for 2nd control Period as Annexure-I | Submitted vide Distribution True-up petition for 2nd control Period as Annexure-I
1899 | Ere. of 1No.63KVA Addl.SS.3at yellanki | NALGONDA | 01.09.2012 | 0.0055306 | Submitted vide Distribution True-up petition for 2nd control Period as Annexure-I | Submitted vide Distribution True-up petition for 2nd control Period as Annexure-I
1900 | E/s to 1No 5HP industrial load to M/s Sr | NALGONDA | 09.05.2012 | 0.00020187 | Submitted vide Distribution True-up petition for 2nd control Period as Annexure-I | Submitted vide Distribution True-up petition for 2nd control Period as Annexure-I
1901 | Estt.forRel.of35Nos.BPLSer.atChanduSecti | NALGONDA | 17.02.2013 | 0.0044937 | Submitted vide Distribution True-up petition for 2nd control Period as Annexure-I | Submitted vide Distribution True-up petition for 2nd control Period as Annexure-I
1902 | Ere.of1No.S-Ph15KVADTRatMunugodu(V&M) | NALGONDA | 13.12.2012 | 0.0063613 | Submitted vide Distribution True-up petition for 2nd control Period as Annexure-I | Submitted vide Distribution True-up petition for 2nd control Period as Annexure-I
1903 | Estt.forRel.of35Nos.BPLSer.atChanduSecti | NALGONDA | 17.02.2013 | 0.0063921 | Submitted vide Distribution True-up petition for 2nd control Period as Annexure-I | Submitted vide Distribution True-up petition for 2nd control Period as Annexure-I
1904 | Estt.forRel.of35Nos.BPLSer to smt jakkal | NALGONDA | 16.02.2013 | 0.0054571 | Submitted vide Distribution True-up petition for 2nd control Period as Annexure-I | Submitted vide Distribution True-up petition for 2nd control Period as Annexure-I
1905 | E/s.to15Nos.40WSt.LigtatKalwalapallyinMN | NALGONDA | 14.08.2012 | 0.0088445 | Submitted vide Distribution True-up petition for 2nd control Period as Annexure-I | Submitted vide Distribution True-up petition for 2nd control Period as Annexure-I
1906 | E/s.to15*40WSt.LightaL.D.Gud<(>&<)>H/ | NALGONDA | 14.08.2012 | 0.0088317 | Submitted vide Distribution True-up petition for 2nd control Period as Annexure-I | Submitted vide Distribution True-up petition for 2nd control Period as Annexure-I
1907 | E/s.to12*40WSt.LightatRathupallinMNGD | NALGONDA | 13.08.2012 | 0.0071123 | Submitted vide Distribution True-up petition for 2nd control Period as Annexure-I | Submitted vide Distribution True-up petition for 2nd control Period as Annexure-I
1908 | Estt.forRel.of35Nos.BPLSer.atN.PoorSecti | NALGONDA | 05.12.2012 | 0.0068907 | Submitted vide Distribution True-up petition for 2nd control Period as Annexure-I | Submitted vide Distribution True-up petition for 2nd control Period as Annexure-I
1909 | E/s to 1*5HP load to Sri.Sange Sapthagir | NALGONDA | 03.07.2012 | 0.0014954 | Submitted vide Distribution True-up petition for 2nd control Period as Annexure-I | Submitted vide Distribution True-up petition for 2nd control Period as Annexure-I
1910 | E/sto1*5HP to Sri.G. Sathamma T.vellamla | NALGONDA | 05.07.2012 | 0.0014954 | Submitted vide Distribution True-up petition for 2nd control Period as Annexure-I | Submitted vide Distribution True-up petition for 2nd control Period as Annexure-I
1911 | E/sto6*5HPloadtoR.Sathishreddy at Vanipa | NALGONDA | 24.11.2012 | 0.01988 | Submitted vide Distribution True-up petition for 2nd control Period as Annexure-I | Submitted vide Distribution True-up petition for 2nd control Period as Annexure-I
1912 | E/sto3*5HPload B.Ramreddy at morsugudem( | NALGONDA | 07.11.2012 | 0.012827 | Submitted vide Distribution True-up petition for 2nd control Period as Annexure-I | Submitted vide Distribution True-up petition for 2nd control Period as Annexure-I
1913 | E/sto3*5HPload Sri.Guduru Bali Reddu & 2 | NALGONDA | 07.11.2012 | 0.011844 | Submitted vide Distribution True-up petition for 2nd control Period as Annexure-I | Submitted vide Distribution True-up petition for 2nd control Period as Annexure-I
1914 | Sri.M.Ram reddy & 2 Nos at G.Kondaram (V | NALGONDA | 07.12.2012 | 0.013069 | Submitted vide Distribution True-up petition for 2nd control Period as Annexure-I | Submitted vide Distribution True-up petition for 2nd control Period as Annexure-I
1915 | E/s.toC.Sandeep&2Nos.atJRGudematThippart | NALGONDA | 30.01.2013 | 0.017232 | Submitted vide Distribution True-up petition for 2nd control Period as Annexure-I | Submitted vide Distribution True-up petition for 2nd control Period as Annexure-I
1916 | Estt.forRel.of35Nos.BPLSer.atChanduSecti | NALGONDA | 17.02.2013 | 0.0063882 | Submitted vide Distribution True-up petition for 2nd control Period as Annexure-I | Submitted vide Distribution True-up petition for 2nd control Period as Annexure-I
1917 | Estt.forRel.of35Nos.BPLSer.atChanduSecti | NALGONDA | 16.02.2013 | 0.0063397 | Submitted vide Distribution True-up petition for 2nd control Period as Annexure-I | Submitted vide Distribution True-up petition for 2nd control Period as Annexure-I
1918 | E/s.toJ.PeddalingaiahatMushampallyNLGR | NALGONDA | 02.07.2012 | 0.0010529 | Submitted vide Distribution True-up petition for 2nd control Period as Annexure-I | Submitted vide Distribution True-up petition for 2nd control Period as Annexure-I
1919 | E/s.toJ.GurvaiahatMushapallyNDCDCDCSchem | NALGONDA | 02.07.2012 | 0.0010529 | Submitted vide Distribution True-up petition for 2nd control Period as Annexure-I | Submitted vide Distribution True-up petition for 2nd control Period as Annexure-I
1920 | E/s.toT.Ramalingam5HPatA.R.GudemNLGR | NALGONDA | 02.07.2012 | 0.0013825 | Submitted vide Distribution True-up petition for 2nd control Period as Annexure-I | Submitted vide Distribution True-up petition for 2nd control Period as Annexure-I
1921 | E/s to 4No's each 5HP Agl load to Sri.Di | NALGONDA | 24.11.2012 | 0.014377 | Submitted vide Distribution True-up petition for 2nd control Period as Annexure-I | Submitted vide Distribution True-up petition for 2nd control Period as Annexure-I
1922 | E/s to 3No's each 5HP Agl load to Sri.Va | NALGONDA | 27.09.2012 | 0.013942 | Submitted vide Distribution True-up petition for 2nd control Period as Annexure-I | Submitted vide Distribution True-up petition for 2nd control Period as Annexure-I
1923 | E/s to 3No's each 5HP Agl load to Sri.Do | NALGONDA | 12.11.2012 | 0.014028 | Submitted vide Distribution True-up petition for 2nd control Period as Annexure-I | Submitted vide Distribution True-up petition for 2nd control Period as Annexure-I
1924 | E/s to 4No's each 5HP Agl load to Sri.Vo | NALGONDA | 24.11.2012 | 0.016246 | Submitted vide Distribution True-up petition for 2nd control Period as Annexure-I | Submitted vide Distribution True-up petition for 2nd control Period as Annexure-I
1925 | E/s to 4No.s 5HP each Agl Services to Sr | NALGONDA | 24.11.2012 | 0.012799 | Submitted vide Distribution True-up petition for 2nd control Period as Annexure-I | Submitted vide Distribution True-up petition for 2nd control Period as Annexure-I
1926 | Estimate for 1No 5KW Non-Domestic load t | NALGONDA | 27.09.2012 | 0.00070614 | Submitted vide Distribution True-up petition for 2nd control Period as Annexure-I | Submitted vide Distribution True-up petition for 2nd control Period as Annexure-I
1927 | Estimate for 1No 5KW Non-Domestic load t | NALGONDA | 15.11.2012 | 0.0007295 | Submitted vide Distribution True-up petition for 2nd control Period as Annexure-I | Submitted vide Distribution True-up petition for 2nd control Period as Annexure-I
1928 | Estimate for E/S to 40KW Domestic loads | NALGONDA | 26.05.2012 | 0.026162 | Submitted vide Distribution True-up petition for 2nd control Period as Annexure-I | Submitted vide Distribution True-up petition for 2nd control Period as Annexure-I
1929 | Sri.Ch.Peda Ranga Reddy & 1 No at Rajupe | NALGONDA | 23.08.2012 | 0.0079011 | Submitted vide Distribution True-up petition for 2nd control Period as Annexure-I | Submitted vide Distribution True-up petition for 2nd control Period as Annexure-I
1930 | E/sto3*5HPload toE.swamyat Thangadapally | NALGONDA | 28.11.2012 | 0.013104 | Submitted vide Distribution True-up petition for 2nd control Period as Annexure-I | Submitted vide Distribution True-up petition for 2nd control Period as Annexure-I
1931 | E/s.to15HpM.Parvathalu Khudhavanpur NLG- | NALGONDA | 21.06.2012 | 0.013082 | Submitted vide Distribution True-up petition for 2nd control Period as Annexure-I | Submitted vide Distribution True-up petition for 2nd control Period as Annexure-I
1932 | Sri G.Arjuna Rao S/o Hari Narayana at Op | NALGONDA | 18.08.2012 | 0.021059 | Submitted vide Distribution True-up petition for 2nd control Period as Annexure-I | Submitted vide Distribution True-up petition for 2nd control Period as Annexure-I
1933 | E/S to M/S AGRIGOLD FARMS(Fortune Yagn | NALGONDA | 03.07.2012 | 0.05379 | Submitted vide Distribution True-up petition for 2nd control Period as Annexure-I | Submitted vide Distribution True-up petition for 2nd control Period as Annexure-I
1934 | Sri.Gundeboina Narsimha & 6 Nos at Thipp | NALGONDA | 04.12.2012 | 0.035657 | Submitted vide Distribution True-up petition for 2nd control Period as Annexure-I | Submitted vide Distribution True-up petition for 2nd control Period as Annexure-I
1935 | E/s to 4No's each 5HP Agl load to Sri. T | NALGONDA | 25.11.2012 | 0.015669 | Submitted vide Distribution True-up petition for 2nd control Period as Annexure-I | Submitted vide Distribution True-up petition for 2nd control Period as Annexure-I
1936 | E/s.to15Nos.40WSt.LightatJaiKesarinCTPLS | NALGONDA | 15.11.2012 | -0.00024017 | Submitted vide Distribution True-up petition for 2nd control Period as Annexure-I | Submitted vide Distribution True-up petition for 2nd control Period as Annexure-I
1937 | 1 No 2 KW Domestic load to Sri.R.Venkat | NALGONDA | 15.10.2012 | 0.0046463 | Submitted vide Distribution True-up petition for 2nd control Period as Annexure-I | Submitted vide Distribution True-up petition for 2nd control Period as Annexure-I
1938 | E/s.toT.Jayamma&2Nos.atJRGudainThipparth | NALGONDA | 30.01.2013 | 0.017086 | Submitted vide Distribution True-up petition for 2nd control Period as Annexure-I | Submitted vide Distribution True-up petition for 2nd control Period as Annexure-I
1939 | 3KWCat-II loadtoKrishnaPoultryform(1-PH) | NALGONDA | 30.01.2013 | 0.0044529 | Submitted vide Distribution True-up petition for 2nd control Period as Annexure-I | Submitted vide Distribution True-up petition for 2nd control Period as Annexure-I
1940 | Addl.180KVANew70KVA37MicronsIndiqPLtd | NALGONDA | 11.12.2012 | 0.0031395 | Submitted vide Distribution True-up petition for 2nd control Period as Annexure-I | Submitted vide Distribution True-up petition for 2nd control Period as Annexure-I
1941 | KethavanthChenna&7Noseach5HP40HPJodubaiT | NALGONDA | 19.02.2013 | 0.036502 | Submitted vide Distribution True-up petition for 2nd control Period as Annexure-I | Submitted vide Distribution True-up petition for 2nd control Period as Annexure-I
1942 | E/s. to 1 KW ND Load at K.K.Gudem in N.P | NALGONDA | 14.12.2012 | 0.0052576 | Submitted vide Distribution True-up petition for 2nd control Period as Annexure-I | Submitted vide Distribution True-up petition for 2nd control Period as Annexure-I
1943 | E/s 1No exten 10KW N.D vijayalaxmi N.P | NALGONDA | 14.06.2012 | 0.01624 | Submitted vide Distribution True-up petition for 2nd control Period as Annexure-I | Submitted vide Distribution True-up petition for 2nd control Period as Annexure-I
1944 | E/S erection of S-ph 15KVA DTR A.B Chary | NALGONDA | 26.07.2012 | 0.0047873 | Submitted vide Distribution True-up petition for 2nd control Period as Annexure-I | Submitted vide Distribution True-up petition for 2nd control Period as Annexure-I
1945 | 20KWNDExecutiveEngineerDiv.XISLBCDoniyal | NALGONDA | 17.12.2012 | 0.042509 | Submitted vide Distribution True-up petition for 2nd control Period as Annexure-I | Submitted vide Distribution True-up petition for 2nd control Period as Annexure-I
1946 | E/s to3*5HPAgl G.Durgaiah at Jaikesaram | NALGONDA | 09.08.2012 | 0.01556 | Submitted vide Distribution True-up petition for 2nd control Period as Annexure-I | Submitted vide Distribution True-up petition for 2nd control Period as Annexure-I
1947 | E/s to3*5HPAgl T.Swamy at Jaikesaram | NALGONDA | 09.08.2012 | 0.016133 | Submitted vide Distribution True-up petition for 2nd control Period as Annexure-I | Submitted vide Distribution True-up petition for 2nd control Period as Annexure-I
1948 | E/sto6*5HPAgl M.Venkatesham at jaikesara | NALGONDA | 09.08.2012 | 0.029567 | Submitted vide Distribution True-up petition for 2nd control Period as Annexure-I | Submitted vide Distribution True-up petition for 2nd control Period as Annexure-I
1949 | E/s to3*5HPAgl R.Sathaiah at Jaikesaram | NALGONDA | 03.09.2012 | 0.015912 | Submitted vide Distribution True-up petition for 2nd control Period as Annexure-I | Submitted vide Distribution True-up petition for 2nd control Period as Annexure-I
1950 | E/s.toK.VinodRedd&2Nos.atM.Duppalally(V) | NALGONDA | 14.06.2012 | 0.015147 | Submitted vide Distribution True-up petition for 2nd control Period as Annexure-I | Submitted vide Distribution True-up petition for 2nd control Period as Annexure-I
1951 | Sri.Gayam Narendar Reddy at Akkenapally | NALGONDA | 24.08.2012 | 0.0012707 | Submitted vide Distribution True-up petition for 2nd control Period as Annexure-I | Submitted vide Distribution True-up petition for 2nd control Period as Annexure-I
1952 | E/s.toK.Prameela5HPLoadatCh.SuraraminTPT | NALGONDA | 18.08.2012 | 0.0014858 | Submitted vide Distribution True-up petition for 2nd control Period as Annexure-I | Submitted vide Distribution True-up petition for 2nd control Period as Annexure-I
1953 | EnhancementSS24,63to100KVAMamidalaThippa | NALGONDA | 24.07.2012 | 0.011291 | Submitted vide Distribution True-up petition for 2nd control Period as Annexure-I | Submitted vide Distribution True-up petition for 2nd control Period as Annexure-I
1954 | Estimate for Enhancement of Domestic loa | NALGONDA | 15.11.2012 | 0.0001809 | Submitted vide Distribution True-up petition for 2nd control Period as Annexure-I | Submitted vide Distribution True-up petition for 2nd control Period as Annexure-I
1955 | 2 Nos 5 KW Non-Domest at Narketpally (V) | NALGONDA | 05.09.2012 | 0.032302 | Submitted vide Distribution True-up petition for 2nd control Period as Annexure-I | Submitted vide Distribution True-up petition for 2nd control Period as Annexure-I
1956 | 70Nos.RGGVYMetersboardsDevarakondaM | NALGONDA | 19.03.2013 | 0.019791 | Submitted vide Distribution True-up petition for 2nd control Period as Annexure-I | Submitted vide Distribution True-up petition for 2nd control Period as Annexure-I
1957 | 70Nos.RGGVYMetersboardsChandampetM | NALGONDA | 11.05.2015 | 0.01881 | Submitted vide Distribution True-up petition for 2nd control Period as Annexure-I | Submitted vide Distribution True-up petition for 2nd control Period as Annexure-I
1958 | 70Nos.RGGVYMetersboardsChandampetM | NALGONDA | 11.05.2015 | 0.01881 | Submitted vide Distribution True-up petition for 2nd control Period as Annexure-I | Submitted vide Distribution True-up petition for 2nd control Period as Annexure-I
1959 | 70Nos.RGGVYMetersboardsChandampetM | NALGONDA | 11.05.2015 | 0.01881 | Submitted vide Distribution True-up petition for 2nd control Period as Annexure-I | Submitted vide Distribution True-up petition for 2nd control Period as Annexure-I
1960 | 70Nos.RGGVYMetersboardsDindiM | NALGONDA | 15.11.2012 | 0.01881 | Submitted vide Distribution True-up petition for 2nd control Period as Annexure-I | Submitted vide Distribution True-up petition for 2nd control Period as Annexure-I
1961 | 70Nos.RGGVYMetersboardsDindiM | NALGONDA | 22.08.2015 | 0.01881 | Submitted vide Distribution True-up petition for 2nd control Period as Annexure-I | Submitted vide Distribution True-up petition for 2nd control Period as Annexure-I
1962 | 70Nos.RGGVYMetersboardsDindiM | NALGONDA | 15.11.2012 | 0.01881 | Submitted vide Distribution True-up petition for 2nd control Period as Annexure-I | Submitted vide Distribution True-up petition for 2nd control Period as Annexure-I
1963 | 70Nos.RGGVYMetersboardsDindiM | NALGONDA | 15.11.2012 | 0.01881 | Submitted vide Distribution True-up petition for 2nd control Period as Annexure-I | Submitted vide Distribution True-up petition for 2nd control Period as Annexure-I
1964 | 20Nos.RGGVYMetersboardsDindiM | NALGONDA | 15.11.2012 | 0.0056893 | Submitted vide Distribution True-up petition for 2nd control Period as Annexure-I | Submitted vide Distribution True-up petition for 2nd control Period as Annexure-I
1965 | 70Nos.RGGVYMetersboardsPAPallyM | NALGONDA | 15.02.2013 | 0.01881 | Submitted vide Distribution True-up petition for 2nd control Period as Annexure-I | Submitted vide Distribution True-up petition for 2nd control Period as Annexure-I
1966 | 70Nos.RGGVYMetersboardsPAPallyM | NALGONDA | 15.02.2013 | 0.01881 | Submitted vide Distribution True-up petition for 2nd control Period as Annexure-I | Submitted vide Distribution True-up petition for 2nd control Period as Annexure-I
1967 | 70Nos.RGGVYMetersboardsPAPallyM | NALGONDA | 15.02.2013 | 0.01881 | Submitted vide Distribution True-up petition for 2nd control Period as Annexure-I | Submitted vide Distribution True-up petition for 2nd control Period as Annexure-I
1968 | 70Nos.RGGVYMetersboardsDevarakondaM | NALGONDA | 19.03.2013 | 0.019791 | Submitted vide Distribution True-up petition for 2nd control Period as Annexure-I | Submitted vide Distribution True-up petition for 2nd control Period as Annexure-I
1969 | 63kvaAddl.DtrSS-I at Yellalapuram villag | NALGONDA | 22.10.2012 | 0.018213 | Submitted vide Distribution True-up petition for 2nd control Period as Annexure-I | Submitted vide Distribution True-up petition for 2nd control Period as Annexure-I
1970 | Enh. of 63KVA DTr to 100KVA at Ss.54chit | NALGONDA | 04.07.2012 | 0.012089 | Submitted vide Distribution True-up petition for 2nd control Period as Annexure-I | Submitted vide Distribution True-up petition for 2nd control Period as Annexure-I
1971 | Enh&Re-Orientation under Ss51at vattimar | NALGONDA | 06.07.2012 | 0.0019164 | Submitted vide Distribution True-up petition for 2nd control Period as Annexure-I | Submitted vide Distribution True-up petition for 2nd control Period as Annexure-I
1972 | E/sto 1*5HP Sri.P.Ramulu s/o Mutyalu | NALGONDA | 07.11.2012 | 0.001396 | Submitted vide Distribution True-up petition for 2nd control Period as Annexure-I | Submitted vide Distribution True-up petition for 2nd control Period as Annexure-I
1973 | E/s to4*5HP D.purnareddy at shivanenigud | NALGONDA | 07.11.2012 | 0.015477 | Submitted vide Distribution True-up petition for 2nd control Period as Annexure-I | Submitted vide Distribution True-up petition for 2nd control Period as Annexure-I
1974 | Addl.6*10KVA SS-4 Palliwada(V) | NALGONDA | 06.08.2012 | 0.0057708 | Submitted vide Distribution True-up petition for 2nd control Period as Annexure-I | Submitted vide Distribution True-up petition for 2nd control Period as Annexure-I
1975 | Addl.63KVA DTR on SS-51 at Ramannapet(T< | NALGONDA | 04.07.2012 | 0.0016064 | Submitted vide Distribution True-up petition for 2nd control Period as Annexure-I | Submitted vide Distribution True-up petition for 2nd control Period as Annexure-I
1976 | Addl 25KVA SS-2 Munipampula(V) | NALGONDA | 22.06.2012 | 0.0012576 | Submitted vide Distribution True-up petition for 2nd control Period as Annexure-I | Submitted vide Distribution True-up petition for 2nd control Period as Annexure-I
1977 | 63 to 100KVA SS-7 Dubbaka(V) at RMPT | NALGONDA | 22.06.2012 | 0.00012446 | Submitted vide Distribution True-up petition for 2nd control Period as Annexure-I | Submitted vide Distribution True-up petition for 2nd control Period as Annexure-I
1978 | 25 to 63KVA SS-96 Yellanki (V) at RMPT | NALGONDA | 11.06.2012 | 0.0093017 | Submitted vide Distribution True-up petition for 2nd control Period as Annexure-I | Submitted vide Distribution True-up petition for 2nd control Period as Annexure-I
1979 | 4*5HP to K.Narsimha Kakkireni(V) | NALGONDA | 16.11.2012 | 0.015212 | Submitted vide Distribution True-up petition for 2nd control Period as Annexure-I | Submitted vide Distribution True-up petition for 2nd control Period as Annexure-I
1980 | 4*5HP to K.Narsimha Yellanki (V) | NALGONDA | 21.06.2012 | 0.01492 | Submitted vide Distribution True-up petition for 2nd control Period as Annexure-I | Submitted vide Distribution True-up petition for 2nd control Period as Annexure-I
1981 | E/S to 10 KW Non.Dome.load to Yashodara | NALGONDA | 15.09.2012 | 0.036495 | Submitted vide Distribution True-up petition for 2nd control Period as Annexure-I | Submitted vide Distribution True-up petition for 2nd control Period as Annexure-I
1982 | E/s.toM.Terejamma&1Nos.atP.SuraramThipar | NALGONDA | 11.03.2013 | 0.016487 | Submitted vide Distribution True-up petition for 2nd control Period as Annexure-I | Submitted vide Distribution True-up petition for 2nd control Period as Annexure-I
1983 | Ereof1No 63KVA Addlunder ss3 at Dubbaka | NALGONDA | 22.06.2012 | 0.0040664 | Submitted vide Distribution True-up petition for 2nd control Period as Annexure-I | Submitted vide Distribution True-up petition for 2nd control Period as Annexure-I
1984 | 8*5HP to Dasari.Narsaiah at Bachuppala(V | NALGONDA | 23.08.2012 | 0.0037905 | Submitted vide Distribution True-up petition for 2nd control Period as Annexure-I | Submitted vide Distribution True-up petition for 2nd control Period as Annexure-I
1985 | Addl.63KVA DTR on SS-61 at Yellanki(V) | NALGONDA | 03.09.2012 | 0.0017358 | Submitted vide Distribution True-up petition for 2nd control Period as Annexure-I | Submitted vide Distribution True-up petition for 2nd control Period as Annexure-I
1986 | 3*5HP to D.Yadaiah at Pallliwada (V) | NALGONDA | 06.08.2012 | 0.011741 | Submitted vide Distribution True-up petition for 2nd control Period as Annexure-I | Submitted vide Distribution True-up petition for 2nd control Period as Annexure-I
1987 | E/s to R. Mathuru, R. Naga, R. Srinu,R.P | NALGONDA | 29.01.2013 | 0.019641 | Submitted vide Distribution True-up petition for 2nd control Period as Annexure-I | Submitted vide Distribution True-up petition for 2nd control Period as Annexure-I
1988 | E/s to R.Balu, R.Ramulu,R.Badia 15 HP,En | NALGONDA | 29.11.2012 | 0.012933 | Submitted vide Distribution True-up petition for 2nd control Period as Annexure-I | Submitted vide Distribution True-up petition for 2nd control Period as Annexure-I
1989 | E/s to R. Nanu, R. Bikooja,R. Panggi M. | NALGONDA | 31.01.2013 | 0.01471 | Submitted vide Distribution True-up petition for 2nd control Period as Annexure-I | Submitted vide Distribution True-up petition for 2nd control Period as Annexure-I
1990 | erection of 1No 63KVADTRunderss1velimine | NALGONDA | 03.12.2012 | 0.011809 | Submitted vide Distribution True-up petition for 2nd control Period as Annexure-I | Submitted vide Distribution True-up petition for 2nd control Period as Annexure-I
1991 | Estt.for25Nos.BrokPolesatVariousinNLGRur | NALGONDA | 23.08.2012 | 0.0085024 | Submitted vide Distribution True-up petition for 2nd control Period as Annexure-I | Submitted vide Distribution True-up petition for 2nd control Period as Annexure-I
1992 | M.A.Bazar&4Nos.25HPAgl.loadNamapurMarrig | NALGONDA | 13.12.2012 | 0.02523 | Submitted vide Distribution True-up petition for 2nd control Period as Annexure-I | Submitted vide Distribution True-up petition for 2nd control Period as Annexure-I
1993 | Ch.Bagyamma&3Nos.20HPNamapurMarriguda | NALGONDA | 13.12.2012 | 0.021092 | Submitted vide Distribution True-up petition for 2nd control Period as Annexure-I | Submitted vide Distribution True-up petition for 2nd control Period as Annexure-I
1994 | A.Laxmamma&2Nos.each5Hp15HPT.G.Pally | NALGONDA | 13.12.2012 | 0.016305 | Submitted vide Distribution True-up petition for 2nd control Period as Annexure-I | Submitted vide Distribution True-up petition for 2nd control Period as Annexure-I
1995 | 74HPSrinath Non-Woven(P),Lingojigudem(V) | NALGONDA | 21.12.2012 | 0.010339 | Submitted vide Distribution True-up petition for 2nd control Period as Annexure-I | Submitted vide Distribution True-up petition for 2nd control Period as Annexure-I
1996 | E/sto1No10kw ND.load HARIHARAPUTRA | NALGONDA | 19.06.2012 | 0.010994 | Submitted vide Distribution True-up petition for 2nd control Period as Annexure-I | Submitted vide Distribution True-up petition for 2nd control Period as Annexure-I
1997 | E/s.toGade.VenkatRedyatGollagudainNLGT-1 | NALGONDA | 29.09.2012 | 0.030273 | Submitted vide Distribution True-up petition for 2nd control Period as Annexure-I | Submitted vide Distribution True-up petition for 2nd control Period as Annexure-I
1998 | Estt.forLabou.N.RamaSwamy&3NosGodavarigu | NALGONDA | 07.06.2012 | 0.0038564 | Submitted vide Distribution True-up petition for 2nd control Period as Annexure-I | Submitted vide Distribution True-up petition for 2nd control Period as Annexure-I
1999 | Estt.forLabou.porM.JanREddy&3Nos.atYerga | NALGONDA | 07.06.2012 | 0.0049618 | Submitted vide Distribution True-up petition for 2nd control Period as Annexure-I | Submitted vide Distribution True-up petition for 2nd control Period as Annexure-I
2000 | E/s.toV.VenkatReddy&3Nos.atP.SuraraminTh | NALGONDA | 07.06.2012 | 0.0072845 | Submitted vide Distribution True-up petition for 2nd control Period as Annexure-I | Submitted vide Distribution True-up petition for 2nd control Period as Annexure-I
2001 | Estimate to 1No. 1KW Dom. load to Sm | NALGONDA | 21.06.2012 | 0.0026153 | Submitted vide Distribution True-up petition for 2nd control Period as Annexure-I | Submitted vide Distribution True-up petition for 2nd control Period as Annexure-I
2002 | Estt.forLabou.PorE/s.toV.VenkatReddYVenk | NALGONDA | 07.06.2012 | 0.0072755 | Submitted vide Distribution True-up petition for 2nd control Period as Annexure-I | Submitted vide Distribution True-up petition for 2nd control Period as Annexure-I
2003 | E/s.toCh.Srinivas&3Nos.atCh.SuraraminThi | NALGONDA | 07.06.2012 | 0.0058315 | Submitted vide Distribution True-up petition for 2nd control Period as Annexure-I | Submitted vide Distribution True-up petition for 2nd control Period as Annexure-I
2004 | 0 | NALGONDA | 07.06.2012 | 0.010248 | Submitted vide Distribution True-up petition for 2nd control Period as Annexure-I | Submitted vide Distribution True-up petition for 2nd control Period as Annexure-I
2005 | Estt.forLab.forShifting.ofLineatKanagalS | NALGONDA | 07.06.2012 | 0.002308 | Submitted vide Distribution True-up petition for 2nd control Period as Annexure-I | Submitted vide Distribution True-up petition for 2nd control Period as Annexure-I
2006 | E/SLabourPorforK.VasanthaatThoraga | NALGONDA | 07.06.2012 | 0.0043936 | Submitted vide Distribution True-up petition for 2nd control Period as Annexure-I | Submitted vide Distribution True-up petition for 2nd control Period as Annexure-I
2007 | Estt.forLabour,forReOrian existing dtr t | NALGONDA | 07.06.2012 | 0.0078295 | Submitted vide Distribution True-up petition for 2nd control Period as Annexure-I | Submitted vide Distribution True-up petition for 2nd control Period as Annexure-I
2008 | Estt.forLabou.Pot.forNot.BookendPre.Estt | NALGONDA | 07.06.2012 | 0.0041116 | Submitted vide Distribution True-up petition for 2nd control Period as Annexure-I | Submitted vide Distribution True-up petition for 2nd control Period as Annexure-I
2009 | Estt.forLabourchargesNot.BookendPre. | NALGONDA | 07.06.2012 | 0.010542 | Submitted vide Distribution True-up petition for 2nd control Period as Annexure-I | Submitted vide Distribution True-up petition for 2nd control Period as Annexure-I
2010 | Ere.of1No.63KVADTRSS-14/100atGGpalem | NALGONDA | 07.06.2012 | 0.0084773 | Submitted vide Distribution True-up petition for 2nd control Period as Annexure-I | Submitted vide Distribution True-up petition for 2nd control Period as Annexure-I
2011 | Ere of 25KVA Addl.DTR on SS-III at Balem | NALGONDA | 17.07.2012 | 0.022164 | Submitted vide Distribution True-up petition for 2nd control Period as Annexure-I | Submitted vide Distribution True-up petition for 2nd control Period as Annexure-I
2012 | Estt.forLabou.Port.forNotBookedinPrevios | NALGONDA | 07.06.2012 | 0.0078711 | Submitted vide Distribution True-up petition for 2nd control Period as Annexure-I | Submitted vide Distribution True-up petition for 2nd control Period as Annexure-I
2013 | E/s.toCh.Pedaiah5HPAGLLatCh.MadaraminKGL | NALGONDA | 15.06.2012 | 0.002201 | Submitted vide Distribution True-up petition for 2nd control Period as Annexure-I | Submitted vide Distribution True-up petition for 2nd control Period as Annexure-I
2014 | E/s.toM.Giri5HPAGLLatErugantipallyinKana | NALGONDA | 13.06.2012 | 0.002201 | Submitted vide Distribution True-up petition for 2nd control Period as Annexure-I | Submitted vide Distribution True-up petition for 2nd control Period as Annexure-I
2015 | E/s to Sri.R.Komtya & 3 Nos. others each | NALGONDA | 16.03.2013 | 0.015644 | Submitted vide Distribution True-up petition for 2nd control Period as Annexure-I | Submitted vide Distribution True-up petition for 2nd control Period as Annexure-I
2016 | E/s to M.Masthan &2Nos at Mallapuram | NALGONDA | 15.02.2013 | 0.014259 | Submitted vide Distribution True-up petition for 2nd control Period as Annexure-I | Submitted vide Distribution True-up petition for 2nd control Period as Annexure-I
2017 | 5HP Agl Load to R.Mallaiah at Yellanki(V | NALGONDA | 23.08.2012 | 0.0011122 | Submitted vide Distribution True-up petition for 2nd control Period as Annexure-I | Submitted vide Distribution True-up petition for 2nd control Period as Annexure-I
2018 | E/s to G. Venkatewaram&4NosinGummadavaly | NALGONDA | 20.10.2012 | 0.023565 | Submitted vide Distribution True-up petition for 2nd control Period as Annexure-I | Submitted vide Distribution True-up petition for 2nd control Period as Annexure-I
2019 | E/s.toSri.K.Nagarjuna&2NosatDoniyala | NALGONDA | 20.10.2012 | 0.015614 | Submitted vide Distribution True-up petition for 2nd control Period as Annexure-I | Submitted vide Distribution True-up petition for 2nd control Period as Annexure-I
2020 | Erection1X25KVAADdl.DTRBollanpall vill | NALGONDA | 13.11.2012 | 0.015765 | Submitted vide Distribution True-up petition for 2nd control Period as Annexure-I | Submitted vide Distribution True-up petition for 2nd control Period as Annexure-I
2021 | Ere.of1No.25KVAAddl.DTRSS-19RajupetTPT | NALGONDA | 28.11.2012 | 0.019248 | Submitted vide Distribution True-up petition for 2nd control Period as Annexure-I | Submitted vide Distribution True-up petition for 2nd control Period as Annexure-I
2022 | Jella Srikanth&3Nos.(20HP) Thurupally (V | NALGONDA | 20.10.2012 | 0.018951 | Submitted vide Distribution True-up petition for 2nd control Period as Annexure-I | Submitted vide Distribution True-up petition for 2nd control Period as Annexure-I
2023 | Er of1.0Km11KV Intl at Abangapuram (V) i | NALGONDA | 04.09.2012 | 0.017821 | Submitted vide Distribution True-up petition for 2nd control Period as Annexure-I | Submitted vide Distribution True-up petition for 2nd control Period as Annexure-I
2024 | Er of0.36Km11KV Intl Agamothkur fee in V | NALGONDA | 17.02.2013 | 0.0094533 | Submitted vide Distribution True-up petition for 2nd control Period as Annexure-I | Submitted vide Distribution True-up petition for 2nd control Period as Annexure-I
2025 | Er of0.55Km11KV Intl Thopucherla (V) in | NALGONDA | 03.09.2012 | 0.012591 | Submitted vide Distribution True-up petition for 2nd control Period as Annexure-I | Submitted vide Distribution True-up petition for 2nd control Period as Annexure-I
2026 | CH.Bixam 03 NOs at TAKKELLAPAD(V) | NALGONDA | 04.09.2012 | 0.020063 | Submitted vide Distribution True-up petition for 2nd control Period as Annexure-I | Submitted vide Distribution True-up petition for 2nd control Period as Annexure-I
2027 | Bandarapu Nagaiah&2Nos.(15HP)Dharmapuram | NALGONDA | 05.12.2012 | 0.013602 | Submitted vide Distribution True-up petition for 2nd control Period as Annexure-I | Submitted vide Distribution True-up petition for 2nd control Period as Annexure-I
2028 | Erecti of V.sadanand & 2Nos of Thurupup | NALGONDA | 20.10.2012 | 0.012571 | Submitted vide Distribution True-up petition for 2nd control Period as Annexure-I | Submitted vide Distribution True-up petition for 2nd control Period as Annexure-I
2029 | E/s.toSri.T.Venkateshwarlu&2Nosatpadamat | NALGONDA | 22.03.2013 | 0.011839 | Submitted vide Distribution True-up petition for 2nd control Period as Annexure-I | Submitted vide Distribution True-up petition for 2nd control Period as Annexure-I
2030 | E/s.toSri.MD.zeeshan&2NosatShakavally | NALGONDA | 20.10.2012 | 0.01278 | Submitted vide Distribution True-up petition for 2nd control Period as Annexure-I | Submitted vide Distribution True-up petition for 2nd control Period as Annexure-I
2031 | E/stoD.Bhemudu&5No'sat peddagumadam vill | NALGONDA | 23.10.2012 | 0.029788 | Submitted vide Distribution True-up petition for 2nd control Period as Annexure-I | Submitted vide Distribution True-up petition for 2nd control Period as Annexure-I
2032 | E/stoR.Somli&2No'sat Bandakunta Thanda | NALGONDA | 22.10.2012 | 0.015899 | Submitted vide Distribution True-up petition for 2nd control Period as Annexure-I | Submitted vide Distribution True-up petition for 2nd control Period as Annexure-I
2033 | 1KW35NoDomestic12No3PhVenkateshwaraconst | NALGONDA | 20.10.2012 | 0.051992 | Submitted vide Distribution True-up petition for 2nd control Period as Annexure-I | Submitted vide Distribution True-up petition for 2nd control Period as Annexure-I
2034 | E/s.toN.Saidamma&2Nos.atCh.SuraramTPTSE | NALGONDA | 07.03.2013 | 0.014559 | Submitted vide Distribution True-up petition for 2nd control Period as Annexure-I | Submitted vide Distribution True-up petition for 2nd control Period as Annexure-I
2035 | E/s.toP.VidyaSAgarReddy&3Nos.atJunuthala | NALGONDA | 13.10.2012 | 0.0041114 | Submitted vide Distribution True-up petition for 2nd control Period as Annexure-I | Submitted vide Distribution True-up petition for 2nd control Period as Annexure-I
2036 | E/s.toN.Bushaiah&2Nos.tCh.SuraramThippa | NALGONDA | 07.03.2013 | 0.014424 | Submitted vide Distribution True-up petition for 2nd control Period as Annexure-I | Submitted vide Distribution True-up petition for 2nd control Period as Annexure-I
2037 | Repl.ofDamaged.PolesSS-34atGhandhinaga | NALGONDA | 22.08.2012 | 0.0059546 | Submitted vide Distribution True-up petition for 2nd control Period as Annexure-I | Submitted vide Distribution True-up petition for 2nd control Period as Annexure-I
2038 | E/stoJ.Hemla&4Nos at gattukinda thanda | NALGONDA | 17.02.2013 | 0.021643 | Submitted vide Distribution True-up petition for 2nd control Period as Annexure-I | Submitted vide Distribution True-up petition for 2nd control Period as Annexure-I
2039 | E/stoJ.Harya&4Nos at gattukinda thanda | NALGONDA | 17.02.2013 | 0.022246 | Submitted vide Distribution True-up petition for 2nd control Period as Annexure-I | Submitted vide Distribution True-up petition for 2nd control Period as Annexure-I
2040 | Estimate for Erection of Addl Earthing f | NALGONDA | 08.06.2012 | 0.0024091 | Submitted vide Distribution True-up petition for 2nd control Period as Annexure-I | Submitted vide Distribution True-up petition for 2nd control Period as Annexure-I
2041 | E/s.toGPadma&2Nos.KhudhavanpoorNLGRural | NALGONDA | 20.06.2012 | 0.012669 | Submitted vide Distribution True-up petition for 2nd control Period as Annexure-I | Submitted vide Distribution True-up petition for 2nd control Period as Annexure-I
2042 | Erectionof 25KVA DTR on SS-I at Rainipam | NALGONDA | 27.11.2012 | 0.024248 | Submitted vide Distribution True-up petition for 2nd control Period as Annexure-I | Submitted vide Distribution True-up petition for 2nd control Period as Annexure-I
2043 | E/s.toP.Ramulamma&2Nos.atVelugupallyNLGR | NALGONDA | 28.08.2012 | 0.013333 | Submitted vide Distribution True-up petition for 2nd control Period as Annexure-I | Submitted vide Distribution True-up petition for 2nd control Period as Annexure-I
2044 | Revd. E/s to L.Bharathi , 15 HP Bolligut | NALGONDA | 02.02.2013 | 0.012047 | Submitted vide Distribution True-up petition for 2nd control Period as Annexure-I | Submitted vide Distribution True-up petition for 2nd control Period as Annexure-I
2045 | E/s.toK.AmarKumar&2Nos.at M.D.Pally(V) | NALGONDA | 04.12.2012 | 0.013474 | Submitted vide Distribution True-up petition for 2nd control Period as Annexure-I | Submitted vide Distribution True-up petition for 2nd control Period as Annexure-I
2046 | Fixing of 100Nos. BPL meters Haliya (M) | NALGONDA | 05.09.2012 | 0.0094882 | Submitted vide Distribution True-up petition for 2nd control Period as Annexure-I | Submitted vide Distribution True-up petition for 2nd control Period as Annexure-I
2047 | Fixing of 100Nos. BPL meters at Haliya | NALGONDA | 05.09.2012 | 0.0094882 | Submitted vide Distribution True-up petition for 2nd control Period as Annexure-I | Submitted vide Distribution True-up petition for 2nd control Period as Annexure-I
2048 | Estt.forErec.of1No.15KVADTRSS-4Donipamul | NALGONDA | 17.02.2013 | 0.0026606 | Submitted vide Distribution True-up petition for 2nd control Period as Annexure-I | Submitted vide Distribution True-up petition for 2nd control Period as Annexure-I
2049 | E/sto3*5HPload S.Pratap Rai at Sunkenapa | NALGONDA | 11.07.2012 | 0.013958 | Submitted vide Distribution True-up petition for 2nd control Period as Annexure-I | Submitted vide Distribution True-up petition for 2nd control Period as Annexure-I
2050 | E/sto 3*5HPloadG.Aruna a P.kaparthy | NALGONDA | 11.07.2012 | 0.013673 | Submitted vide Distribution True-up petition for 2nd control Period as Annexure-I | Submitted vide Distribution True-up petition for 2nd control Period as Annexure-I
2051 | E/sto3*5HPload Sri.Bokka Narsi Reddy S/O | NALGONDA | 11.07.2012 | 0.013046 | Submitted vide Distribution True-up petition for 2nd control Period as Annexure-I | Submitted vide Distribution True-up petition for 2nd control Period as Annexure-I
2052 | Erection1X100KVAADdl.DTRSS4Silaremiyagud | NALGONDA | 18.01.2013 | 0.011745 | Submitted vide Distribution True-up petition for 2nd control Period as Annexure-I | Submitted vide Distribution True-up petition for 2nd control Period as Annexure-I
2053 | E/s.to5HPAGLloadtoPreveenKumaratP.Surara | NALGONDA | 13.08.2012 | 0.0013255 | Submitted vide Distribution True-up petition for 2nd control Period as Annexure-I | Submitted vide Distribution True-up petition for 2nd control Period as Annexure-I
2054 | E/S to 2 KW N/D Load to K.Laxmama Bothal | NALGONDA | 14.12.2012 | 0.0045621 | Submitted vide Distribution True-up petition for 2nd control Period as Annexure-I | Submitted vide Distribution True-up petition for 2nd control Period as Annexure-I
2055 | E/s toM.Narayan singh &3Nos at Thatikole | NALGONDA | 20.10.2012 | 0.016852 | Submitted vide Distribution True-up petition for 2nd control Period as Annexure-I | Submitted vide Distribution True-up petition for 2nd control Period as Annexure-I
2056 | 40KW ND Regate Sneha Bhavan GVGudem NLGT | NALGONDA | 27.07.2012 | 0.017032 | Submitted vide Distribution True-up petition for 2nd control Period as Annexure-I | Submitted vide Distribution True-up petition for 2nd control Period as Annexure-I
2057 | E/S to 125KW Dom.loadKoundinya construct | NALGONDA | 21.07.2012 | 0.030109 | Submitted vide Distribution True-up petition for 2nd control Period as Annexure-I | Submitted vide Distribution True-up petition for 2nd control Period as Annexure-I
2058 | E/S to 56KW Dom. loadSrisairam construc | NALGONDA | 26.05.2012 | 0.028847 | Submitted vide Distribution True-up petition for 2nd control Period as Annexure-I | Submitted vide Distribution True-up petition for 2nd control Period as Annexure-I
2059 | Estimate for sanctioning Addl. 8KW Gene | NALGONDA | 26.07.2012 | 0.00065812 | Submitted vide Distribution True-up petition for 2nd control Period as Annexure-I | Submitted vide Distribution True-up petition for 2nd control Period as Annexure-I
2060 | E/s to smt. Sithalaxmi and 1no others at | NALGONDA | 09.02.2013 | 0.0048819 | Submitted vide Distribution True-up petition for 2nd control Period as Annexure-I | Submitted vide Distribution True-up petition for 2nd control Period as Annexure-I
2061 | E/s.toB.Lingamma&2Nos.atJunuthalaG.Podu | NALGONDA | 13.08.2012 | 0.012811 | Submitted vide Distribution True-up petition for 2nd control Period as Annexure-I | Submitted vide Distribution True-up petition for 2nd control Period as Annexure-I
2062 | E/s..to.B.Muthamma&2Nos.atMailapuramG.Po | NALGONDA | 13.08.2012 | 0.013525 | Submitted vide Distribution True-up petition for 2nd control Period as Annexure-I | Submitted vide Distribution True-up petition for 2nd control Period as Annexure-I
2063 | E/s to Sri L.Mahesh babu each 5hp at Nar | NALGONDA | 14.02.2013 | 0.0017352 | Submitted vide Distribution True-up petition for 2nd control Period as Annexure-I | Submitted vide Distribution True-up petition for 2nd control Period as Annexure-I
2064 | E/sto1x25kvaAddl.DtrSS-75atGudipally vil | NALGONDA | 20.11.2012 | 0.011006 | Submitted vide Distribution True-up petition for 2nd control Period as Annexure-I | Submitted vide Distribution True-up petition for 2nd control Period as Annexure-I
2065 | E/sto1x25kvaAddl.DtrSS-20at Keshamnenvil | NALGONDA | 22.10.2012 | 0.010797 | Submitted vide Distribution True-up petition for 2nd control Period as Annexure-I | Submitted vide Distribution True-up petition for 2nd control Period as Annexure-I
2066 | E/sto1x25kvaAddl.DtrSS-68atGudipally vil | NALGONDA | 22.10.2012 | 0.010251 | Submitted vide Distribution True-up petition for 2nd control Period as Annexure-I | Submitted vide Distribution True-up petition for 2nd control Period as Annexure-I
2067 | E/s to E.Ragahavaredy&4Nos at eredlagudm | NALGONDA | 25.11.2012 | 0.019712 | Submitted vide Distribution True-up petition for 2nd control Period as Annexure-I | Submitted vide Distribution True-up petition for 2nd control Period as Annexure-I
2068 | E/s.toch.govindreddy&4Nos.atChepur(V)grd | NALGONDA | 14.10.2012 | 0.023465 | Submitted vide Distribution True-up petition for 2nd control Period as Annexure-I | Submitted vide Distribution True-up petition for 2nd control Period as Annexure-I
2069 | E/s toK.Ramreddy&3no's at Kothlapur(V) | NALGONDA | 25.11.2012 | 0.017513 | Submitted vide Distribution True-up petition for 2nd control Period as Annexure-I | Submitted vide Distribution True-up petition for 2nd control Period as Annexure-I
2070 | E/s.toNarra Ravi&2Nos.atChepurG.Podu | NALGONDA | 13.10.2012 | 0.013164 | Submitted vide Distribution True-up petition for 2nd control Period as Annexure-I | Submitted vide Distribution True-up petition for 2nd control Period as Annexure-I
2071 | Convr of S-Ph 3W/L to 3-Ph 5W/L on SS-30 | NALGONDA | 17.08.2012 | 0.0035118 | Submitted vide Distribution True-up petition for 2nd control Period as Annexure-I | Submitted vide Distribution True-up petition for 2nd control Period as Annexure-I
2072 | E/s toR.Yadaiah&2 no'sothersat Vottikode | NALGONDA | 25.11.2012 | 0.013907 | Submitted vide Distribution True-up petition for 2nd control Period as Annexure-I | Submitted vide Distribution True-up petition for 2nd control Period as Annexure-I
2073 | E/s.toSri.D.Nasimha&3Nos.atChamlaidG.Pod | NALGONDA | 13.10.2012 | 0.01475 | Submitted vide Distribution True-up petition for 2nd control Period as Annexure-I | Submitted vide Distribution True-up petition for 2nd control Period as Annexure-I
2074 | 50KWNonDomesticloadVaishnaviFunctionHall | NALGONDA | 12.01.2013 | 0.017231 | Submitted vide Distribution True-up petition for 2nd control Period as Annexure-I | Submitted vide Distribution True-up petition for 2nd control Period as Annexure-I
2075 | E/sto 2kw ND load to M.janardhan rao at | NALGONDA | 13.11.2012 | 0.002378 | Submitted vide Distribution True-up petition for 2nd control Period as Annexure-I | Submitted vide Distribution True-up petition for 2nd control Period as Annexure-I
2076 | E/s to 7 KW LOAD MODEL SCHOOL at Gurramp | NALGONDA | 28.01.2013 | 0.015004 | Submitted vide Distribution True-up petition for 2nd control Period as Annexure-I | Submitted vide Distribution True-up petition for 2nd control Period as Annexure-I
2077 | E/s to 4No's each 5HP Agl load to Sri G. | NALGONDA | 25.08.2012 | 0.012182 | Submitted vide Distribution True-up petition for 2nd control Period as Annexure-I | Submitted vide Distribution True-up petition for 2nd control Period as Annexure-I
2078 | CH.LingaReddy 02 Nos at IYLAPURAM(V) | NALGONDA | 07.09.2012 | 0.013452 | Submitted vide Distribution True-up petition for 2nd control Period as Annexure-I | Submitted vide Distribution True-up petition for 2nd control Period as Annexure-I
2079 | Ere.of1No.63KVADTRSS-1atBhuddaramNLGR | NALGONDA | 18.09.2012 | 0.0011081 | Submitted vide Distribution True-up petition for 2nd control Period as Annexure-I | Submitted vide Distribution True-up petition for 2nd control Period as Annexure-I
2080 | Estt.forLabou.Port.forNotBookedinPrevios | NALGONDA | 07.06.2012 | 0.0057364 | Submitted vide Distribution True-up petition for 2nd control Period as Annexure-I | Submitted vide Distribution True-up petition for 2nd control Period as Annexure-I
2081 | Ere.of1No.100KVAAddl.DTRSS-1atARGudemNLG | NALGONDA | 21.08.2012 | 0.0066603 | Submitted vide Distribution True-up petition for 2nd control Period as Annexure-I | Submitted vide Distribution True-up petition for 2nd control Period as Annexure-I
2082 | Erec.of1No.63KVASS-4atN.S.BatlainNLGRura | NALGONDA | 20.09.2012 | 0.004352 | Submitted vide Distribution True-up petition for 2nd control Period as Annexure-I | Submitted vide Distribution True-up petition for 2nd control Period as Annexure-I
2083 | Ere.of1No.100KVASS-1MamillagudaNLGRural | NALGONDA | 21.09.2012 | 0.001126 | Submitted vide Distribution True-up petition for 2nd control Period as Annexure-I | Submitted vide Distribution True-up petition for 2nd control Period as Annexure-I
2084 | Erec.of1No.63KVAatKothapallyinNalgonda R | NALGONDA | 18.09.2012 | 0.0046963 | Submitted vide Distribution True-up petition for 2nd control Period as Annexure-I | Submitted vide Distribution True-up petition for 2nd control Period as Annexure-I
2085 | E/s to M/s Mahaveer Para Boiled Rice Mil | NALGONDA | 30.11.2012 | 0.092071 | Submitted vide Distribution True-up petition for 2nd control Period as Annexure-I | Submitted vide Distribution True-up petition for 2nd control Period as Annexure-I
2086 | E/S to 1 No Addl.25 KVA DTR under SS-III | NALGONDA | 07.08.2012 | 0.013005 | Submitted vide Distribution True-up petition for 2nd control Period as Annexure-I | Submitted vide Distribution True-up petition for 2nd control Period as Annexure-I
2087 | Sri V.Devi Reddy 1KW N/D at Near Railway | NALGONDA | 24.07.2012 | 0.0018953 | Submitted vide Distribution True-up petition for 2nd control Period as Annexure-I | Submitted vide Distribution True-up petition for 2nd control Period as Annexure-I
2088 | Er of 14 Nos8.0 Mts inter poles at Balaj | NALGONDA | 17.07.2012 | 0.0081215 | Submitted vide Distribution True-up petition for 2nd control Period as Annexure-I | Submitted vide Distribution True-up petition for 2nd control Period as Annexure-I
2089 | E/s.toN.Lingaiah&4Nos.at Idikuda(V)Chand | NALGONDA | 05.03.2013 | 0.020941 | Submitted vide Distribution True-up petition for 2nd control Period as Annexure-I | Submitted vide Distribution True-up petition for 2nd control Period as Annexure-I
2090 | Angadipeta: E/s to 20HP Agl.load of Sri | NALGONDA | 05.03.2013 | 0.01917 | Submitted vide Distribution True-up petition for 2nd control Period as Annexure-I | Submitted vide Distribution True-up petition for 2nd control Period as Annexure-I
2091 | Kandula VEERA KOTI REDDY 30HP DMCL (VIL | NALGONDA | 12.02.2013 | 0.02793 | Submitted vide Distribution True-up petition for 2nd control Period as Annexure-I | Submitted vide Distribution True-up petition for 2nd control Period as Annexure-I
2092 | E/s to K.Marri Reddy &2Nos A D Pall Vill | NALGONDA | 29.08.2012 | 0.013088 | Submitted vide Distribution True-up petition for 2nd control Period as Annexure-I | Submitted vide Distribution True-up petition for 2nd control Period as Annexure-I
2093 | 0.6KM 11KV I/L From Satrasala feeder to | NALGONDA | 08.06.2012 | 0.010545 | Submitted vide Distribution True-up petition for 2nd control Period as Annexure-I | Submitted vide Distribution True-up petition for 2nd control Period as Annexure-I
2094 | Er04NosLT8.0MTs Intl poles at Narsapoor | NALGONDA | 27.08.2012 | 0.00060684 | Submitted vide Distribution True-up petition for 2nd control Period as Annexure-I | Submitted vide Distribution True-up petition for 2nd control Period as Annexure-I
2095 | Er06NosLT8.0MTs Intl poles at Ulsaipalem | NALGONDA | 27.08.2012 | 0.00088818 | Submitted vide Distribution True-up petition for 2nd control Period as Annexure-I | Submitted vide Distribution True-up petition for 2nd control Period as Annexure-I
2096 | E/s toA.Sathi Reddy &5Nos at T.p.Gowrara | NALGONDA | 13.11.2012 | 0.026625 | Submitted vide Distribution True-up petition for 2nd control Period as Annexure-I | Submitted vide Distribution True-up petition for 2nd control Period as Annexure-I
2097 | E/s to 05Nos.each40WStreetlight katikaba | NALGONDA | 25.10.2012 | 0.0050696 | Submitted vide Distribution True-up petition for 2nd control Period as Annexure-I | Submitted vide Distribution True-up petition for 2nd control Period as Annexure-I
2098 | Renovation and modernization of 33/11KVS | NALGONDA | 08.06.2012 | 0.014883 | Submitted vide Distribution True-up petition for 2nd control Period as Annexure-I | Submitted vide Distribution True-up petition for 2nd control Period as Annexure-I
2099 | Tera Nagalaxmi&3Nos(20HP)Ghanpally(V) in | NALGONDA | 16.03.2013 | 0.017204 | Submitted vide Distribution True-up petition for 2nd control Period as Annexure-I | Submitted vide Distribution True-up petition for 2nd control Period as Annexure-I
2100 | E/s to K.Venkataiah &5 Nos at Medaram | NALGONDA | 23.11.2012 | 0.019048 | Submitted vide Distribution True-up petition for 2nd control Period as Annexure-I | Submitted vide Distribution True-up petition for 2nd control Period as Annexure-I
2101 | Ghanapuram Shankaraiah&03NoatDMCL | NALGONDA | 27.08.2012 | 0.010795 | Submitted vide Distribution True-up petition for 2nd control Period as Annexure-I | Submitted vide Distribution True-up petition for 2nd control Period as Annexure-I
2102 | E/s to Sri.Marsu Seethaiah S/o Kaashaiah | NALGONDA | 27.08.2012 | 0.010675 | Submitted vide Distribution True-up petition for 2nd control Period as Annexure-I | Submitted vide Distribution True-up petition for 2nd control Period as Annexure-I
2103 | E/s. to 15 HP AGL Load at Nalgonda Rural | NALGONDA | 17.09.2012 | 0.011165 | Submitted vide Distribution True-up petition for 2nd control Period as Annexure-I | Submitted vide Distribution True-up petition for 2nd control Period as Annexure-I
2104 | Supply & Erection of control panel at 33 | NALGONDA | 19.02.2013 | 0.0023603 | Submitted vide Distribution True-up petition for 2nd control Period as Annexure-I | Submitted vide Distribution True-up petition for 2nd control Period as Annexure-I
2105 | E/s. to Sri.V.Suresh&3Nos.OtheatRasoolpu | NALGONDA | 17.09.2012 | 0.014419 | Submitted vide Distribution True-up petition for 2nd control Period as Annexure-I | Submitted vide Distribution True-up petition for 2nd control Period as Annexure-I
2106 | E/s.toSri.K.VenkatReddyatG.K.AnnaramNLGR | NALGONDA | 09.07.2012 | 0.0013975 | Submitted vide Distribution True-up petition for 2nd control Period as Annexure-I | Submitted vide Distribution True-up petition for 2nd control Period as Annexure-I
2107 | Rep.of11KVVCBBreakerat33/11KVSSGudapoor | NALGONDA | 09.01.2013 | 0.0018334 | Submitted vide Distribution True-up petition for 2nd control Period as Annexure-I | Submitted vide Distribution True-up petition for 2nd control Period as Annexure-I
2108 | E/s to4*5HPloadtoG.Ramarao at Esikilla(V | NALGONDA | 22.08.2012 | 0.016413 | Submitted vide Distribution True-up petition for 2nd control Period as Annexure-I | Submitted vide Distribution True-up petition for 2nd control Period as Annexure-I
2109 | E/s.toSri.G.NagiReddy&2No.OtheatAmmaguda | NALGONDA | 17.09.2012 | 0.01053 | Submitted vide Distribution True-up petition for 2nd control Period as Annexure-I | Submitted vide Distribution True-up petition for 2nd control Period as Annexure-I
2110 | E/s. to 15 HP AGL Load at Nalgonda Rural | NALGONDA | 17.09.2012 | 0.010116 | Submitted vide Distribution True-up petition for 2nd control Period as Annexure-I | Submitted vide Distribution True-up petition for 2nd control Period as Annexure-I
2111 | Installation and Commission of AMR in Na | NALGONDA | 19.08.2012 | 0.42274 | Submitted vide Distribution True-up petition for 2nd control Period as Annexure-I | Submitted vide Distribution True-up petition for 2nd control Period as Annexure-I
2112 | Estimate for Enhancement of load from 1K | NALGONDA | 05.07.2012 | 0.00019925 | Submitted vide Distribution True-up petition for 2nd control Period as Annexure-I | Submitted vide Distribution True-up petition for 2nd control Period as Annexure-I
2113 | Sep.ofAGLatMadholagud(V)inChoutt | NALGONDA | 25.11.2012 | 0.017167 | Submitted vide Distribution True-up petition for 2nd control Period as Annexure-I | Submitted vide Distribution True-up petition for 2nd control Period as Annexure-I
2114 | Sep.ofAGLatS.Lingotam(V)inChoutt on 11kv | NALGONDA | 15.12.2012 | 0.02894 | Submitted vide Distribution True-up petition for 2nd control Period as Annexure-I | Submitted vide Distribution True-up petition for 2nd control Period as Annexure-I
2115 | Sep.ofAGL atPeddaKondu(V)inChoutt on 11k | NALGONDA | 16.11.2012 | 0.023174 | Submitted vide Distribution True-up petition for 2nd control Period as Annexure-I | Submitted vide Distribution True-up petition for 2nd control Period as Annexure-I
2116 | Sep.ofAGLat chinakonduru village on 11kv | NALGONDA | 20.11.2012 | 0.015334 | Submitted vide Distribution True-up petition for 2nd control Period as Annexure-I | Submitted vide Distribution True-up petition for 2nd control Period as Annexure-I
2117 | Sep.ofAGLatPeddaKondu(V)inChoutt on 11kv | NALGONDA | 20.11.2012 | 0.020149 | Submitted vide Distribution True-up petition for 2nd control Period as Annexure-I | Submitted vide Distribution True-up petition for 2nd control Period as Annexure-I
2118 | Estimate for segregation of agl feeder t | NALGONDA | 17.11.2012 | 0.023874 | Submitted vide Distribution True-up petition for 2nd control Period as Annexure-I | Submitted vide Distribution True-up petition for 2nd control Period as Annexure-I
2119 | Sep.ofAGLatChinnaKodu(V)inChoutt on 11kv | NALGONDA | 15.11.2012 | 0.027283 | Submitted vide Distribution True-up petition for 2nd control Period as Annexure-I | Submitted vide Distribution True-up petition for 2nd control Period as Annexure-I
2120 | Sep.ofAGLatThurpugude(V)inChoutt | NALGONDA | 15.11.2012 | 0.028395 | Submitted vide Distribution True-up petition for 2nd control Period as Annexure-I | Submitted vide Distribution True-up petition for 2nd control Period as Annexure-I
2121 | Sep.ofAGLatPeddaKondu(V)inChoutt on 11kv | NALGONDA | 15.11.2012 | 0.022038 | Submitted vide Distribution True-up petition for 2nd control Period as Annexure-I | Submitted vide Distribution True-up petition for 2nd control Period as Annexure-I
2122 | E/s.toP.Goverdhan&3Nos.atChandenapallyNL | NALGONDA | 15.01.2013 | 0.016754 | Submitted vide Distribution True-up petition for 2nd control Period as Annexure-I | Submitted vide Distribution True-up petition for 2nd control Period as Annexure-I
2123 | Sri.Md.Moqbool Ahmed & 2 Nos at Duppalap | NALGONDA | 21.08.2012 | 0.014269 | Submitted vide Distribution True-up petition for 2nd control Period as Annexure-I | Submitted vide Distribution True-up petition for 2nd control Period as Annexure-I
2124 | 5HP RWS load at P.A.Palli | NALGONDA | 28.09.2012 | 0.01023 | Submitted vide Distribution True-up petition for 2nd control Period as Annexure-I | Submitted vide Distribution True-up petition for 2nd control Period as Annexure-I
2125 | 70Nos.RGGVYMetersexistingScsDindiM | NALGONDA | 15.11.2012 | 0.012322 | Submitted vide Distribution True-up petition for 2nd control Period as Annexure-I | Submitted vide Distribution True-up petition for 2nd control Period as Annexure-I
2126 | 70Nos.RGGVYMetersexistingScsDindiM | NALGONDA | 15.11.2012 | 0.012322 | Submitted vide Distribution True-up petition for 2nd control Period as Annexure-I | Submitted vide Distribution True-up petition for 2nd control Period as Annexure-I
2127 | 70Nos.RGGVYMetersexistingScsDindiM | NALGONDA | 15.11.2012 | 0.012322 | Submitted vide Distribution True-up petition for 2nd control Period as Annexure-I | Submitted vide Distribution True-up petition for 2nd control Period as Annexure-I
2128 | 70Nos.RGGVYMetersexistingScsDevarakonda | NALGONDA | 28.03.2013 | 0.010534 | Submitted vide Distribution True-up petition for 2nd control Period as Annexure-I | Submitted vide Distribution True-up petition for 2nd control Period as Annexure-I
2129 | 70Nos.RGGVYMetersexistingScsDevarakonda | NALGONDA | 28.03.2013 | 0.010534 | Submitted vide Distribution True-up petition for 2nd control Period as Annexure-I | Submitted vide Distribution True-up petition for 2nd control Period as Annexure-I
2130 | 70Nos.RGGVYMetersexistingScsDevarakonda | NALGONDA | 28.03.2013 | 0.010534 | Submitted vide Distribution True-up petition for 2nd control Period as Annexure-I | Submitted vide Distribution True-up petition for 2nd control Period as Annexure-I
2131 | 70Nos.RGGVYMetersexistingScsDevarakonda | NALGONDA | 28.03.2013 | 0.010534 | Submitted vide Distribution True-up petition for 2nd control Period as Annexure-I | Submitted vide Distribution True-up petition for 2nd control Period as Annexure-I
2132 | 70Nos.RGGVYMetersexistingScsDevarakonda | NALGONDA | 11.05.2015 | 0.010534 | Submitted vide Distribution True-up petition for 2nd control Period as Annexure-I | Submitted vide Distribution True-up petition for 2nd control Period as Annexure-I
2133 | 70Nos.RGGVYMetersexistingScsDevarakonda | NALGONDA | 30.03.2013 | 0.010534 | Submitted vide Distribution True-up petition for 2nd control Period as Annexure-I | Submitted vide Distribution True-up petition for 2nd control Period as Annexure-I
2134 | 70Nos.RGGVYMetersexistingScsDevarakonda | NALGONDA | 30.03.2013 | 0.010534 | Submitted vide Distribution True-up petition for 2nd control Period as Annexure-I | Submitted vide Distribution True-up petition for 2nd control Period as Annexure-I
2135 | 70Nos.RGGVYMetersexistingScsDevarakonda | NALGONDA | 28.03.2013 | 0.010534 | Submitted vide Distribution True-up petition for 2nd control Period as Annexure-I | Submitted vide Distribution True-up petition for 2nd control Period as Annexure-I
2136 | Revd. E/s to Sri K. Ravi , 20 HP , Keth | NALGONDA | 29.08.2012 | 0.017085 | Submitted vide Distribution True-up petition for 2nd control Period as Annexure-I | Submitted vide Distribution True-up petition for 2nd control Period as Annexure-I
2137 | Er of1x100KVA IDLE DTR at Ballunaik Than | NALGONDA | 29.11.2012 | 0.0094411 | Submitted vide Distribution True-up petition for 2nd control Period as Annexure-I | Submitted vide Distribution True-up petition for 2nd control Period as Annexure-I
2138 | Estimate for E/s to Sri Bobba Sudhakar R | NALGONDA | 10.09.2012 | 0.013078 | Submitted vide Distribution True-up petition for 2nd control Period as Annexure-I | Submitted vide Distribution True-up petition for 2nd control Period as Annexure-I
2139 | Estimate for E/s to Sri K Veera Swamy & | NALGONDA | 12.09.2012 | 0.012754 | Submitted vide Distribution True-up petition for 2nd control Period as Annexure-I | Submitted vide Distribution True-up petition for 2nd control Period as Annexure-I
2140 | Reviz.A.KrishnaReddy&02NosatMolkapatnam( | NALGONDA | 17.02.2013 | 0.014569 | Submitted vide Distribution True-up petition for 2nd control Period as Annexure-I | Submitted vide Distribution True-up petition for 2nd control Period as Annexure-I
2141 | Er 1x100KVA DTR On SS-71 in MLG T II | NALGONDA | 06.08.2012 | 0.027503 | Submitted vide Distribution True-up petition for 2nd control Period as Annexure-I | Submitted vide Distribution True-up petition for 2nd control Period as Annexure-I
2142 | R. Srinivas&03 Nos at Thopucherla(V) | NALGONDA | 07.11.2012 | 0.018817 | Submitted vide Distribution True-up petition for 2nd control Period as Annexure-I | Submitted vide Distribution True-up petition for 2nd control Period as Annexure-I
2143 | K.Nagamma&03 NOs at Settipalem(V) | NALGONDA | 23.01.2013 | 0.019192 | Submitted vide Distribution True-up petition for 2nd control Period as Annexure-I | Submitted vide Distribution True-up petition for 2nd control Period as Annexure-I
2144 | K.Kotireddy&03 NOs at Settipalem(V)., | NALGONDA | 12.09.2012 | 0.017186 | Submitted vide Distribution True-up petition for 2nd control Period as Annexure-I | Submitted vide Distribution True-up petition for 2nd control Period as Annexure-I
2145 | N.Purushotham&03 NOs at Settipalem(V),. | NALGONDA | 08.11.2012 | 0.017685 | Submitted vide Distribution True-up petition for 2nd control Period as Annexure-I | Submitted vide Distribution True-up petition for 2nd control Period as Annexure-I
2146 | E/s to G.Venkataiah &2Nos at P.A.Palli | NALGONDA | 09.12.2012 | 0.010593 | Submitted vide Distribution True-up petition for 2nd control Period as Annexure-I | Submitted vide Distribution True-up petition for 2nd control Period as Annexure-I
2147 | E/stoB.Sathaiah&3NosinP.A.Pally Village | NALGONDA | 09.12.2012 | 0.014264 | Submitted vide Distribution True-up petition for 2nd control Period as Annexure-I | Submitted vide Distribution True-up petition for 2nd control Period as Annexure-I
2148 | E/s to B.Venkataiah &2Nos at Dugyala | NALGONDA | 17.02.2013 | 0.010754 | Submitted vide Distribution True-up petition for 2nd control Period as Annexure-I | Submitted vide Distribution True-up petition for 2nd control Period as Annexure-I
2149 | E/s to A.Yellaiah &2 Nos at Dugyala | NALGONDA | 17.02.2013 | 0.010774 | Submitted vide Distribution True-up petition for 2nd control Period as Annexure-I | Submitted vide Distribution True-up petition for 2nd control Period as Annexure-I
2150 | E/stoIrigiRamulu3&3.NosinDugyalaP.a.pall | NALGONDA | 09.12.2012 | 0.013951 | Submitted vide Distribution True-up petition for 2nd control Period as Annexure-I | Submitted vide Distribution True-up petition for 2nd control Period as Annexure-I
2151 | E/s.toSri.M.Devu&2Nosat G.PolepallyinCPT | NALGONDA | 14.10.2012 | 0.013053 | Submitted vide Distribution True-up petition for 2nd control Period as Annexure-I | Submitted vide Distribution True-up petition for 2nd control Period as Annexure-I
2152 | E/s tof LT AB Cable2.63KM | NALGONDA | 15.11.2012 | -0.00058396 | Submitted vide Distribution True-up petition for 2nd control Period as Annexure-I | Submitted vide Distribution True-up petition for 2nd control Period as Annexure-I
2153 | Estimate for Erection of LT AB Cable Lin | NALGONDA | 15.11.2012 | -0.00052556 | Submitted vide Distribution True-up petition for 2nd control Period as Annexure-I | Submitted vide Distribution True-up petition for 2nd control Period as Annexure-I
2154 | N.Somi Reddy&2Nos(15HP)Kosalamarri (V) | NALGONDA | 16.07.2012 | 0.013667 | Submitted vide Distribution True-up petition for 2nd control Period as Annexure-I | Submitted vide Distribution True-up petition for 2nd control Period as Annexure-I
2155 | K.Bangaraiah&2Nos.(15HP)Kommepally (V) | NALGONDA | 22.03.2013 | 0.0099441 | Submitted vide Distribution True-up petition for 2nd control Period as Annexure-I | Submitted vide Distribution True-up petition for 2nd control Period as Annexure-I
2156 | E/s toN.Amru&2Nos at Vendati thanda | NALGONDA | 15.11.2012 | 0.012624 | Submitted vide Distribution True-up petition for 2nd control Period as Annexure-I | Submitted vide Distribution True-up petition for 2nd control Period as Annexure-I
2157 | E/s to L.vijay & 2No's at Devarakonda(v) | NALGONDA | 20.01.2013 | 0.012143 | Submitted vide Distribution True-up petition for 2nd control Period as Annexure-I | Submitted vide Distribution True-up petition for 2nd control Period as Annexure-I
2158 | E/s to Talla.madaru&4nosatDoniyalainDVk | NALGONDA | 22.02.2013 | 0.017884 | Submitted vide Distribution True-up petition for 2nd control Period as Annexure-I | Submitted vide Distribution True-up petition for 2nd control Period as Annexure-I
2159 | E/stoM.A.Raoof&2nosothersat Thatikole | NALGONDA | 23.01.2013 | 0.012858 | Submitted vide Distribution True-up petition for 2nd control Period as Annexure-I | Submitted vide Distribution True-up petition for 2nd control Period as Annexure-I
2160 | E/s to Sri.P.Venkateshwarlu S/o.Anjaiah | NALGONDA | 16.07.2012 | 0.0013543 | Submitted vide Distribution True-up petition for 2nd control Period as Annexure-I | Submitted vide Distribution True-up petition for 2nd control Period as Annexure-I
2161 | G.Nagamani &5Nos.(30HP) Hazarigudem (V) | NALGONDA | 16.07.2012 | 0.020873 | Submitted vide Distribution True-up petition for 2nd control Period as Annexure-I | Submitted vide Distribution True-up petition for 2nd control Period as Annexure-I
2162 | Sri.G.Balu & 2Nos(15HP) at Alwala (V) | NALGONDA | 16.07.2012 | 0.01307 | Submitted vide Distribution True-up petition for 2nd control Period as Annexure-I | Submitted vide Distribution True-up petition for 2nd control Period as Annexure-I
2163 | E/s to Voora Kamala &6 Nos at Ghanpur | NALGONDA | 05.01.2013 | 0.030182 | Submitted vide Distribution True-up petition for 2nd control Period as Annexure-I | Submitted vide Distribution True-up petition for 2nd control Period as Annexure-I
2164 | Estimate for Erection of 8 Nos 11 KV Int | NALGONDA | 21.08.2012 | 0.0077257 | Submitted vide Distribution True-up petition for 2nd control Period as Annexure-I | Submitted vide Distribution True-up petition for 2nd control Period as Annexure-I
2165 | Estimate for Erection of 0.48 Km Interli | NALGONDA | 04.08.2012 | 0.010303 | Submitted vide Distribution True-up petition for 2nd control Period as Annexure-I | Submitted vide Distribution True-up petition for 2nd control Period as Annexure-I
2166 | E/stoK.lakya&3othersinDharma(T)P.A.Pally | NALGONDA | 23.10.2012 | 0.016702 | Submitted vide Distribution True-up petition for 2nd control Period as Annexure-I | Submitted vide Distribution True-up petition for 2nd control Period as Annexure-I
2167 | E/stoM.pulya&3othersinDharma(T)P.A.Pally | NALGONDA | 11.11.2012 | 0.016801 | Submitted vide Distribution True-up petition for 2nd control Period as Annexure-I | Submitted vide Distribution True-up petition for 2nd control Period as Annexure-I
2168 | E/stoK.Darma othersinDharma(T)P.A.Pally. | NALGONDA | 11.11.2012 | 0.015217 | Submitted vide Distribution True-up petition for 2nd control Period as Annexure-I | Submitted vide Distribution True-up petition for 2nd control Period as Annexure-I
2169 | E/s to G.Mallaiah &3Nos at Tirumalgiri | NALGONDA | 09.12.2012 | 0.011996 | Submitted vide Distribution True-up petition for 2nd control Period as Annexure-I | Submitted vide Distribution True-up petition for 2nd control Period as Annexure-I
2170 | E/stoC.Barathamma&2nosothers atGhatnemal | NALGONDA | 17.09.2012 | 0.012858 | Submitted vide Distribution True-up petition for 2nd control Period as Annexure-I | Submitted vide Distribution True-up petition for 2nd control Period as Annexure-I
2171 | E/stoR.Shanker&2Nosat Vaddipatla in | NALGONDA | 09.12.2012 | 0.010459 | Submitted vide Distribution True-up petition for 2nd control Period as Annexure-I | Submitted vide Distribution True-up petition for 2nd control Period as Annexure-I
2172 | E/stoB.Thirupatamma&5no'sat Bemanpally | NALGONDA | 16.02.2013 | 0.020965 | Submitted vide Distribution True-up petition for 2nd control Period as Annexure-I | Submitted vide Distribution True-up petition for 2nd control Period as Annexure-I
2173 | Er 14 Nos Intermediapoles at CC Palem | NALGONDA | 23.01.2013 | 0.0083916 | Submitted vide Distribution True-up petition for 2nd control Period as Annexure-I | Submitted vide Distribution True-up petition for 2nd control Period as Annexure-I
2174 | Addl.25KVA at Narsapor Vill on SS-04 | NALGONDA | 27.08.2012 | 0.01574 | Submitted vide Distribution True-up petition for 2nd control Period as Annexure-I | Submitted vide Distribution True-up petition for 2nd control Period as Annexure-I
2175 | Sri.Gopanaboina Lingaiah S/O Papaiah | NALGONDA | 24.08.2012 | 0.0014503 | Submitted vide Distribution True-up petition for 2nd control Period as Annexure-I | Submitted vide Distribution True-up petition for 2nd control Period as Annexure-I
2176 | Sri.Pasari Lingaiah S/O Saidulu at Konda | NALGONDA | 24.08.2012 | 0.0014501 | Submitted vide Distribution True-up petition for 2nd control Period as Annexure-I | Submitted vide Distribution True-up petition for 2nd control Period as Annexure-I
2177 | Er 14 Nos Intermediapoles at Ravulapenta | NALGONDA | 07.11.2012 | 0.0079268 | Submitted vide Distribution True-up petition for 2nd control Period as Annexure-I | Submitted vide Distribution True-up petition for 2nd control Period as Annexure-I
2178 | Er 14 Nos Intermediapoles at Vemulapally | NALGONDA | 17.02.2013 | 0.0081942 | Submitted vide Distribution True-up petition for 2nd control Period as Annexure-I | Submitted vide Distribution True-up petition for 2nd control Period as Annexure-I
2179 | Er 14 Nos Intermediapoles at Nandipad | NALGONDA | 06.09.2012 | 0.0073559 | Submitted vide Distribution True-up petition for 2nd control Period as Annexure-I | Submitted vide Distribution True-up petition for 2nd control Period as Annexure-I
2180 | Er 14 Nos Intermediapoles at Chillapuram | NALGONDA | 06.09.2012 | 0.0079044 | Submitted vide Distribution True-up petition for 2nd control Period as Annexure-I | Submitted vide Distribution True-up petition for 2nd control Period as Annexure-I
2181 | Erection of 100KVA DTR on SS-9Thadakamal | NALGONDA | 04.01.2013 | 0.024144 | Submitted vide Distribution True-up petition for 2nd control Period as Annexure-I | Submitted vide Distribution True-up petition for 2nd control Period as Annexure-I
2182 | Erection of 100KVA DTR on SS-8 Settipale | NALGONDA | 23.01.2013 | 0.014177 | Submitted vide Distribution True-up petition for 2nd control Period as Annexure-I | Submitted vide Distribution True-up petition for 2nd control Period as Annexure-I
2183 | Erection of 25KVA DTRSS-13 B.B.Gudem (V) | NALGONDA | 08.11.2012 | 0.015388 | Submitted vide Distribution True-up petition for 2nd control Period as Annexure-I | Submitted vide Distribution True-up petition for 2nd control Period as Annexure-I
2184 | 70Nos.RGGVYMetersexistingScsGurrampodeM | NALGONDA | 13.10.2012 | 0.013319 | Submitted vide Distribution True-up petition for 2nd control Period as Annexure-I | Submitted vide Distribution True-up petition for 2nd control Period as Annexure-I
2185 | 70Nos.RGGVYMetersexistingScsGurrampodeM | NALGONDA | 13.10.2012 | 0.013319 | Submitted vide Distribution True-up petition for 2nd control Period as Annexure-I | Submitted vide Distribution True-up petition for 2nd control Period as Annexure-I
2186 | 70Nos.RGGVYMetersexistingScsGurrampodeM | NALGONDA | 13.10.2012 | 0.013319 | Submitted vide Distribution True-up petition for 2nd control Period as Annexure-I | Submitted vide Distribution True-up petition for 2nd control Period as Annexure-I
2187 | 70Nos.RGGVYMetersexistingScsGurrampodeM | NALGONDA | 13.10.2012 | 0.013319 | Submitted vide Distribution True-up petition for 2nd control Period as Annexure-I | Submitted vide Distribution True-up petition for 2nd control Period as Annexure-I
2188 | 70Nos.RGGVYMetersexistingScsGurrampodeM | NALGONDA | 13.10.2012 | 0.013106 | Submitted vide Distribution True-up petition for 2nd control Period as Annexure-I | Submitted vide Distribution True-up petition for 2nd control Period as Annexure-I
2189 | 13 Nos 40W at St light Molkapatnam(V) | NALGONDA | 18.06.2012 | 0 | Submitted vide Distribution True-up petition for 2nd control Period as Annexure-I | Submitted vide Distribution True-up petition for 2nd control Period as Annexure-I
2190 | 70Nos.RGGVYMetersexistingScsGurrampodeM | NALGONDA | 13.10.2012 | 0.013319 | Submitted vide Distribution True-up petition for 2nd control Period as Annexure-I | Submitted vide Distribution True-up petition for 2nd control Period as Annexure-I
2191 | 13Nos40Watts at Amangal (V) | NALGONDA | 18.06.2012 | 0 | Submitted vide Distribution True-up petition for 2nd control Period as Annexure-I | Submitted vide Distribution True-up petition for 2nd control Period as Annexure-I
2192 | 13 Nos 40W at St light T R Gudem(V),. | NALGONDA | 18.06.2012 | 0 | Submitted vide Distribution True-up petition for 2nd control Period as Annexure-I | Submitted vide Distribution True-up petition for 2nd control Period as Annexure-I
2193 | 13 Nos 40W at St light Kukkadam(V) | NALGONDA | 18.06.2012 | 0 | Submitted vide Distribution True-up petition for 2nd control Period as Annexure-I | Submitted vide Distribution True-up petition for 2nd control Period as Annexure-I
2194 | 13 Nos 40W at St light B B Gudem(V) | NALGONDA | 18.06.2012 | 0 | Submitted vide Distribution True-up petition for 2nd control Period as Annexure-I | Submitted vide Distribution True-up petition for 2nd control Period as Annexure-I
2195 | 13 Nos 40W at St light Bheemanapally (V) | NALGONDA | 18.06.2012 | 0 | Submitted vide Distribution True-up petition for 2nd control Period as Annexure-I | Submitted vide Distribution True-up petition for 2nd control Period as Annexure-I
2196 | 3.0KmLineNakkadubba ThandaChandampet | NALGONDA | 21.02.2013 | 0.022715 | Submitted vide Distribution True-up petition for 2nd control Period as Annexure-I | Submitted vide Distribution True-up petition for 2nd control Period as Annexure-I
2197 | 13 Nos 40W at St light Pamulapad(V),. | NALGONDA | 18.06.2012 | 0 | Submitted vide Distribution True-up petition for 2nd control Period as Annexure-I | Submitted vide Distribution True-up petition for 2nd control Period as Annexure-I
2198 | 13 Nos 40W at St light Vemulapally (V) | NALGONDA | 18.06.2012 | 0 | Submitted vide Distribution True-up petition for 2nd control Period as Annexure-I | Submitted vide Distribution True-up petition for 2nd control Period as Annexure-I
2199 | Erection1X25KVAAddl.DTRSS5M.Domalapally | NALGONDA | 06.07.2012 | 0.0097126 | Submitted vide Distribution True-up petition for 2nd control Period as Annexure-I | Submitted vide Distribution True-up petition for 2nd control Period as Annexure-I
2200 | E/s.toSri.K.Soujanya&2Nos.atDandampallyN | NALGONDA | 17.09.2012 | 0.0082565 | Submitted vide Distribution True-up petition for 2nd control Period as Annexure-I | Submitted vide Distribution True-up petition for 2nd control Period as Annexure-I
2201 | 1.1KM 11KV I/L. Kallepally-Bothalapalem | NALGONDA | 29.08.2012 | 0.016168 | Submitted vide Distribution True-up petition for 2nd control Period as Annexure-I | Submitted vide Distribution True-up petition for 2nd control Period as Annexure-I
2202 | 1.0KM 11KV I/L From Kallepally to Bothal | NALGONDA | 29.08.2012 | 0.015039 | Submitted vide Distribution True-up petition for 2nd control Period as Annexure-I | Submitted vide Distribution True-up petition for 2nd control Period as Annexure-I
2203 | Enhancement of load 5KW to 74HP with Cha | NALGONDA | 30.06.2012 | 0.02754 | Submitted vide Distribution True-up petition for 2nd control Period as Annexure-I | Submitted vide Distribution True-up petition for 2nd control Period as Annexure-I
2204 | 13 Nos 40W at St light Koilapad(V),. | NALGONDA | 18.06.2012 | 0 | Submitted vide Distribution True-up petition for 2nd control Period as Annexure-I | Submitted vide Distribution True-up petition for 2nd control Period as Annexure-I
2205 | 13 Nos 40W at St light Chirmarthy(V),. | NALGONDA | 18.06.2012 | 0 | Submitted vide Distribution True-up petition for 2nd control Period as Annexure-I | Submitted vide Distribution True-up petition for 2nd control Period as Annexure-I
2206 | 13 Nos 40W at St light Ravulapenta (V) | NALGONDA | 18.06.2012 | 0 | Submitted vide Distribution True-up petition for 2nd control Period as Annexure-I | Submitted vide Distribution True-up petition for 2nd control Period as Annexure-I
2207 | 13 Nos 40W at St light Vemulpally BC Col | NALGONDA | 18.06.2012 | 0 | Submitted vide Distribution True-up petition for 2nd control Period as Annexure-I | Submitted vide Distribution True-up petition for 2nd control Period as Annexure-I
2208 | Re-orientation of existing 06x25 KVA DTR | NALGONDA | 19.03.2013 | 0.0093487 | Submitted vide Distribution True-up petition for 2nd control Period as Annexure-I | Submitted vide Distribution True-up petition for 2nd control Period as Annexure-I
2209 | RevizT.Dhanaiah&02 Nosat Amangal.(V) | NALGONDA | 10.09.2012 | 0.013307 | Submitted vide Distribution True-up petition for 2nd control Period as Annexure-I | Submitted vide Distribution True-up petition for 2nd control Period as Annexure-I
2210 | Labour charges for E/s to Julakanti. Nar | NALGONDA | 06.07.2012 | 0.0086537 | Submitted vide Distribution True-up petition for 2nd control Period as Annexure-I | Submitted vide Distribution True-up petition for 2nd control Period as Annexure-I
2211 | Revi smt Kotla.Kavitha at Buggabaigudem | NALGONDA | 16.01.2013 | 0.034064 | Submitted vide Distribution True-up petition for 2nd control Period as Annexure-I | Submitted vide Distribution True-up petition for 2nd control Period as Annexure-I
2212 | T.Mallareddy&3Nos20HPSettipalemVemulapal | NALGONDA | 20.02.2013 | 0.01836 | Submitted vide Distribution True-up petition for 2nd control Period as Annexure-I | Submitted vide Distribution True-up petition for 2nd control Period as Annexure-I
2213 | E/S to 9Nos 40Watts each Adll. Street L | NALGONDA | 19.02.2013 | 0.00082916 | Submitted vide Distribution True-up petition for 2nd control Period as Annexure-I | Submitted vide Distribution True-up petition for 2nd control Period as Annexure-I
2214 | Nemirgomla Thanda SS 02 | NALGONDA | 30.06.2012 | 0.034898 | Submitted vide Distribution True-up petition for 2nd control Period as Annexure-I | Submitted vide Distribution True-up petition for 2nd control Period as Annexure-I
2215 | Rayaraopet SS 09 | NALGONDA | 30.06.2012 | 0.028857 | Submitted vide Distribution True-up petition for 2nd control Period as Annexure-I | Submitted vide Distribution True-up petition for 2nd control Period as Annexure-I
2216 | E/sto12No's st.light RGGVYatNakaDubba(T) | NALGONDA | 20.02.2013 | 0.030148 | Submitted vide Distribution True-up petition for 2nd control Period as Annexure-I | Submitted vide Distribution True-up petition for 2nd control Period as Annexure-I
2217 | E/stoM.Buchaiah&3no'satKambalapally in | NALGONDA | 14.10.2012 | 0.018095 | Submitted vide Distribution True-up petition for 2nd control Period as Annexure-I | Submitted vide Distribution True-up petition for 2nd control Period as Annexure-I
2218 | Ere.of 10Nos Replace poles at gummadvall | NALGONDA | 17.12.2012 | 0.012702 | Submitted vide Distribution True-up petition for 2nd control Period as Annexure-I | Submitted vide Distribution True-up petition for 2nd control Period as Annexure-I
2219 | Ere of Intermediate Poles at K.M.pally(T | NALGONDA | 08.12.2012 | 0.0052891 | Submitted vide Distribution True-up petition for 2nd control Period as Annexure-I | Submitted vide Distribution True-up petition for 2nd control Period as Annexure-I
2220 | erc.of2x25kvaatmynampallyindevarakonda | NALGONDA | 13.11.2012 | 0.019264 | Submitted vide Distribution True-up petition for 2nd control Period as Annexure-I | Submitted vide Distribution True-up petition for 2nd control Period as Annexure-I
2221 | Erection1X63KVASS2NadikudaGurrampode | NALGONDA | 07.10.2012 | 0.0020146 | Submitted vide Distribution True-up petition for 2nd control Period as Annexure-I | Submitted vide Distribution True-up petition for 2nd control Period as Annexure-I
2222 | Erection1X63KVASS4ThandarpallyGurrampode | NALGONDA | 07.10.2012 | 0.0020045 | Submitted vide Distribution True-up petition for 2nd control Period as Annexure-I | Submitted vide Distribution True-up petition for 2nd control Period as Annexure-I
2223 | Erection1X63KVASS17Gurrampode(V&M) | NALGONDA | 07.10.2012 | 0.0020045 | Submitted vide Distribution True-up petition for 2nd control Period as Annexure-I | Submitted vide Distribution True-up petition for 2nd control Period as Annexure-I
2224 | Smt.Chenagoni Padma & 2 Nos at Parvathag | NALGONDA | 28.08.2012 | 0.012362 | Submitted vide Distribution True-up petition for 2nd control Period as Annexure-I | Submitted vide Distribution True-up petition for 2nd control Period as Annexure-I
2225 | E/sto10*5HP toP.veeraiah at urumadla(V) | NALGONDA | 22.09.2012 | 0.020617 | Submitted vide Distribution True-up petition for 2nd control Period as Annexure-I | Submitted vide Distribution True-up petition for 2nd control Period as Annexure-I
2226 | Sri.Bommaraboina Anjaiah & 3 Nos at Ponu | NALGONDA | 07.08.2012 | 0.015721 | Submitted vide Distribution True-up petition for 2nd control Period as Annexure-I | Submitted vide Distribution True-up petition for 2nd control Period as Annexure-I
2227 | Sri.Aithagoni Anjaneyulu & 2 Nos at G.Ch | NALGONDA | 07.08.2012 | 0.011367 | Submitted vide Distribution True-up petition for 2nd control Period as Annexure-I | Submitted vide Distribution True-up petition for 2nd control Period as Annexure-I
2228 | E/sto4*5HPload B.Krishnaveni at vattimar | NALGONDA | 11.07.2012 | 0.014406 | Submitted vide Distribution True-up petition for 2nd control Period as Annexure-I | Submitted vide Distribution True-up petition for 2nd control Period as Annexure-I
2229 | E/sB. Narsaiah&2 Nosat sabbidugudem15HP | NALGONDA | 01.03.2013 | 0.015506 | Submitted vide Distribution True-up petition for 2nd control Period as Annexure-I | Submitted vide Distribution True-up petition for 2nd control Period as Annexure-I
2230 | E/sG.Anjaiah &2no.s other at sabbidigude | NALGONDA | 01.03.2013 | 0.015506 | Submitted vide Distribution True-up petition for 2nd control Period as Annexure-I | Submitted vide Distribution True-up petition for 2nd control Period as Annexure-I
2231 | E/sV. Vinoda&2Nosat sabbidigudem15HP | NALGONDA | 01.03.2013 | 0.015483 | Submitted vide Distribution True-up petition for 2nd control Period as Annexure-I | Submitted vide Distribution True-up petition for 2nd control Period as Annexure-I
2232 | Estimate for excavation of pole/earth pi | NALGONDA | 22.12.2012 | 0.005097 | Submitted vide Distribution True-up petition for 2nd control Period as Annexure-I | Submitted vide Distribution True-up petition for 2nd control Period as Annexure-I
2233 | E/SA.pitchaiah & 2 nosat Sabbidigudem15h | NALGONDA | 01.03.2013 | 0.015488 | Submitted vide Distribution True-up petition for 2nd control Period as Annexure-I | Submitted vide Distribution True-up petition for 2nd control Period as Annexure-I
2234 | Siruguru Sudhakarreddy&2Nos(15HP)Yerrabe | NALGONDA | 26.02.2013 | 0.014628 | Submitted vide Distribution True-up petition for 2nd control Period as Annexure-I | Submitted vide Distribution True-up petition for 2nd control Period as Annexure-I
2235 | Puttapaka Lingaiah&3Nos(20HP)Yerrabelly | NALGONDA | 26.02.2013 | 0.018675 | Submitted vide Distribution True-up petition for 2nd control Period as Annexure-I | Submitted vide Distribution True-up petition for 2nd control Period as Annexure-I
2236 | E/s toM.Laxmi&2Nos at Jinnaichtha(V)Gurm | NALGONDA | 12.11.2012 | 0.014495 | Submitted vide Distribution True-up petition for 2nd control Period as Annexure-I | Submitted vide Distribution True-up petition for 2nd control Period as Annexure-I
2237 | E/s.to V.Ramchandraiah5HPatKoppleinG.Pod | NALGONDA | 12.11.2012 | 0.0017198 | Submitted vide Distribution True-up petition for 2nd control Period as Annexure-I | Submitted vide Distribution True-up petition for 2nd control Period as Annexure-I
2238 | E/s.toD.KAvith5HPAGLatGurrampode(V&M) | NALGONDA | 12.11.2012 | 0.0013707 | Submitted vide Distribution True-up petition for 2nd control Period as Annexure-I | Submitted vide Distribution True-up petition for 2nd control Period as Annexure-I
2239 | E/s to R.Buchaiah 5HP agl load at Gurram | NALGONDA | 12.11.2012 | 0.001612 | Submitted vide Distribution True-up petition for 2nd control Period as Annexure-I | Submitted vide Distribution True-up petition for 2nd control Period as Annexure-I
2240 | E/s.toSri.T.Nageshwar5HPKoppleatG.Podu | NALGONDA | 25.11.2012 | 0.0013978 | Submitted vide Distribution True-up petition for 2nd control Period as Annexure-I | Submitted vide Distribution True-up petition for 2nd control Period as Annexure-I
2241 | Ere.of1No.25KVADTRSS- DandampallyNLGR | NALGONDA | 07.07.2012 | 0.010657 | Submitted vide Distribution True-up petition for 2nd control Period as Annexure-I | Submitted vide Distribution True-up petition for 2nd control Period as Annexure-I
2242 | E/s.toSri.M.Ramulu&3Nos.OtheatJunuthaG.P | NALGONDA | 20.01.2013 | 0.016662 | Submitted vide Distribution True-up petition for 2nd control Period as Annexure-I | Submitted vide Distribution True-up petition for 2nd control Period as Annexure-I
2243 | Sri.Bathula Venkatreddy&4 Nos. Yerrabell | NALGONDA | 19.03.2013 | 0.02268 | Submitted vide Distribution True-up petition for 2nd control Period as Annexure-I | Submitted vide Distribution True-up petition for 2nd control Period as Annexure-I
2244 | E/s toRepl AB Switch Pochmpal& Palvai SS | NALGONDA | 06.09.2012 | 0.0093338 | Submitted vide Distribution True-up petition for 2nd control Period as Annexure-I | Submitted vide Distribution True-up petition for 2nd control Period as Annexure-I
2245 | Replacement of AB switches in Gurrampode | NALGONDA | 16.12.2012 | 0.014181 | Submitted vide Distribution True-up petition for 2nd control Period as Annexure-I | Submitted vide Distribution True-up petition for 2nd control Period as Annexure-I
2246 | Replacement of AB switches in Junuthula | NALGONDA | 16.12.2012 | 0.014181 | Submitted vide Distribution True-up petition for 2nd control Period as Annexure-I | Submitted vide Distribution True-up petition for 2nd control Period as Annexure-I
2247 | Ere.of1No.6x10KVAddl.DTRAtAregudem (V) | NALGONDA | 01.10.2012 | 0.0026298 | Submitted vide Distribution True-up petition for 2nd control Period as Annexure-I | Submitted vide Distribution True-up petition for 2nd control Period as Annexure-I
2248 | E/s to1No63KVA DTR SS.11at Thipparth | NALGONDA | 27.12.2012 | 0.00089743 | Submitted vide Distribution True-up petition for 2nd control Period as Annexure-I | Submitted vide Distribution True-up petition for 2nd control Period as Annexure-I
2249 | E/s to G.Venkataiah &5Nos at Tirumalagir | NALGONDA | 09.12.2012 | 0.020822 | Submitted vide Distribution True-up petition for 2nd control Period as Annexure-I | Submitted vide Distribution True-up petition for 2nd control Period as Annexure-I
2250 | E/s to N.Sreenu &2Nos at Pedagumadam | NALGONDA | 22.03.2013 | 0.011211 | Submitted vide Distribution True-up petition for 2nd control Period as Annexure-I | Submitted vide Distribution True-up petition for 2nd control Period as Annexure-I
2251 | KothiRaghuRamReddy&3NosPeddamunigal | NALGONDA | 14.10.2012 | 0.015889 | Submitted vide Distribution True-up petition for 2nd control Period as Annexure-I | Submitted vide Distribution True-up petition for 2nd control Period as Annexure-I
2252 | KatravathPandu&2Noseach5HP15HPYepalabaiT | NALGONDA | 12.11.2012 | 0.04101 | Submitted vide Distribution True-up petition for 2nd control Period as Annexure-I | Submitted vide Distribution True-up petition for 2nd control Period as Annexure-I
2253 | E/sto1No10KW NDload M/sLaxmiGanpathiGran | NALGONDA | 29.11.2012 | 0.0097092 | Submitted vide Distribution True-up petition for 2nd control Period as Annexure-I | Submitted vide Distribution True-up petition for 2nd control Period as Annexure-I
2254 | E/s to M.Muthaiah 5HP load at Pallepahad | NALGONDA | 20.01.2013 | 0.0025459 | Submitted vide Distribution True-up petition for 2nd control Period as Annexure-I | Submitted vide Distribution True-up petition for 2nd control Period as Annexure-I
2255 | Erection1X100KVAAddl.DTRSS5AnnaramHalia | NALGONDA | 16.07.2012 | 0.022555 | Submitted vide Distribution True-up petition for 2nd control Period as Annexure-I | Submitted vide Distribution True-up petition for 2nd control Period as Annexure-I
2256 | Erection1X100KVAAddl.DTRSS2 Marepally | NALGONDA | 16.07.2012 | 0.021569 | Submitted vide Distribution True-up petition for 2nd control Period as Annexure-I | Submitted vide Distribution True-up petition for 2nd control Period as Annexure-I
2257 | VeeraboinaSaidaiah&3Nos(20HP)Gopalapuram | NALGONDA | 10.02.2013 | 0.021064 | Submitted vide Distribution True-up petition for 2nd control Period as Annexure-I | Submitted vide Distribution True-up petition for 2nd control Period as Annexure-I
2258 | Chanda Govindreddy & 3Nos.(20HP)Dharmapu | NALGONDA | 10.02.2013 | 0.018698 | Submitted vide Distribution True-up petition for 2nd control Period as Annexure-I | Submitted vide Distribution True-up petition for 2nd control Period as Annexure-I
2259 | E/s to madavareddy&2no's at Vottikode | NALGONDA | 12.11.2012 | 0.012475 | Submitted vide Distribution True-up petition for 2nd control Period as Annexure-I | Submitted vide Distribution True-up petition for 2nd control Period as Annexure-I
2260 | E/s J.sathamma &2 no's at chamlaid(V) | NALGONDA | 23.10.2012 | 0.014521 | Submitted vide Distribution True-up petition for 2nd control Period as Annexure-I | Submitted vide Distribution True-up petition for 2nd control Period as Annexure-I
2261 | Smt.MasimukkuJanamma&2Nos(15HP)G.K.Pale | NALGONDA | 10.02.2013 | 0.013823 | Submitted vide Distribution True-up petition for 2nd control Period as Annexure-I | Submitted vide Distribution True-up petition for 2nd control Period as Annexure-I
2262 | E/sto4*5HP loadM.Jyothi at shivanenigude | NALGONDA | 10.07.2012 | 0.0151 | Submitted vide Distribution True-up petition for 2nd control Period as Annexure-I | Submitted vide Distribution True-up petition for 2nd control Period as Annexure-I
2263 | Masimukku Pitchaiah&2Nos(15HP)G.K.Palem | NALGONDA | 11.02.2013 | 0.013975 | Submitted vide Distribution True-up petition for 2nd control Period as Annexure-I | Submitted vide Distribution True-up petition for 2nd control Period as Annexure-I
2264 | Ere. of 1Noaddl 63KVA under ss2Boyagubb | NALGONDA | 27.12.2012 | 0.0082561 | Submitted vide Distribution True-up petition for 2nd control Period as Annexure-I | Submitted vide Distribution True-up petition for 2nd control Period as Annexure-I
2265 | Samala Prabhakar Reddy&2Nos.G.K.Palem | NALGONDA | 11.02.2013 | 0.015814 | Submitted vide Distribution True-up petition for 2nd control Period as Annexure-I | Submitted vide Distribution True-up petition for 2nd control Period as Annexure-I
2266 | Manne Kondaiah&2Nos(15HP)Yerrabelly (V) | NALGONDA | 21.03.2013 | 0.013075 | Submitted vide Distribution True-up petition for 2nd control Period as Annexure-I | Submitted vide Distribution True-up petition for 2nd control Period as Annexure-I
2267 | E/s to 2No's Shiva & Karhik power looms | NALGONDA | 19.05.2012 | 0.00039266 | Submitted vide Distribution True-up petition for 2nd control Period as Annexure-I | Submitted vide Distribution True-up petition for 2nd control Period as Annexure-I
2268 | Arrabolu Venkat Reddy&2Nos(15HP)Dharmapu | NALGONDA | 19.03.2013 | 0.013298 | Submitted vide Distribution True-up petition for 2nd control Period as Annexure-I | Submitted vide Distribution True-up petition for 2nd control Period as Annexure-I
2269 | Sonaganti Chandrashekar&3Nos Somavarigud | NALGONDA | 09.02.2013 | 0.018602 | Submitted vide Distribution True-up petition for 2nd control Period as Annexure-I | Submitted vide Distribution True-up petition for 2nd control Period as Annexure-I
2270 | Gundeboina Mallaiah&2Nos(15HP)G.K.Palem | NALGONDA | 10.02.2013 | 0.013663 | Submitted vide Distribution True-up petition for 2nd control Period as Annexure-I | Submitted vide Distribution True-up petition for 2nd control Period as Annexure-I
2271 | Aytipamula Krishnaiah&3nos Yerrabally | NALGONDA | 23.02.2013 | 0.01692 | Submitted vide Distribution True-up petition for 2nd control Period as Annexure-I | Submitted vide Distribution True-up petition for 2nd control Period as Annexure-I
2272 | E/stoRe-oriantationof100kva at T.p.goura | NALGONDA | 13.11.2012 | 0.016735 | Submitted vide Distribution True-up petition for 2nd control Period as Annexure-I | Submitted vide Distribution True-up petition for 2nd control Period as Annexure-I
2273 | E/stoRe-oriantationof15kva ss-1 at V.B.P | NALGONDA | 13.11.2012 | 0.0029186 | Submitted vide Distribution True-up petition for 2nd control Period as Annexure-I | Submitted vide Distribution True-up petition for 2nd control Period as Annexure-I
2274 | S.Rajamraju&03 Nos at Watchya G P V) | NALGONDA | 29.08.2012 | 0.016869 | Submitted vide Distribution True-up petition for 2nd control Period as Annexure-I | Submitted vide Distribution True-up petition for 2nd control Period as Annexure-I
2275 | E/s to smt. kayathi kondal reddy and 2no | NALGONDA | 13.02.2013 | 0.0067047 | Submitted vide Distribution True-up petition for 2nd control Period as Annexure-I | Submitted vide Distribution True-up petition for 2nd control Period as Annexure-I
2276 | E/s.to.Sri.M.NarayanRedd5HPatShakajipG.P | NALGONDA | 13.08.2012 | 0.0011499 | Submitted vide Distribution True-up petition for 2nd control Period as Annexure-I | Submitted vide Distribution True-up petition for 2nd control Period as Annexure-I
2277 | E/s.toSri.P.SrinivasRe10HPChinthatG.Podu | NALGONDA | 13.08.2012 | 0.0023279 | Submitted vide Distribution True-up petition for 2nd control Period as Annexure-I | Submitted vide Distribution True-up petition for 2nd control Period as Annexure-I
2278 | E/s.toSri.C.Mallesham&1Nos.OtheatChamlai | NALGONDA | 15.06.2012 | 0.002157 | Submitted vide Distribution True-up petition for 2nd control Period as Annexure-I | Submitted vide Distribution True-up petition for 2nd control Period as Annexure-I
2279 | E/s to Sri Vonteddu Srinivas Reddy and 3 | NALGONDA | 29.10.2012 | 0.017829 | Submitted vide Distribution True-up petition for 2nd control Period as Annexure-I | Submitted vide Distribution True-up petition for 2nd control Period as Annexure-I
2280 | Gunnam Adilaxmi&3Nos.(20HP)S.N.Puram | NALGONDA | 27.11.2012 | 0.018428 | Submitted vide Distribution True-up petition for 2nd control Period as Annexure-I | Submitted vide Distribution True-up petition for 2nd control Period as Annexure-I
2281 | Asireddy Pullareddy&3Nos(20HP)Anjanpally | NALGONDA | 26.10.2012 | 0.013964 | Submitted vide Distribution True-up petition for 2nd control Period as Annexure-I | Submitted vide Distribution True-up petition for 2nd control Period as Annexure-I
2282 | Erection 1No100KVA DTR SS-I Venkeply Mgd | NALGONDA | 14.12.2012 | 0.026144 | Submitted vide Distribution True-up petition for 2nd control Period as Annexure-I | Submitted vide Distribution True-up petition for 2nd control Period as Annexure-I
2283 | E/stoR.LaxmiNarsimha&2No'sat Ghanpoor vi | NALGONDA | 11.11.2012 | 0.013739 | Submitted vide Distribution True-up petition for 2nd control Period as Annexure-I | Submitted vide Distribution True-up petition for 2nd control Period as Annexure-I
2284 | E/stoG.Ramlingam&2No'sat Ghanpur Vill | NALGONDA | 11.11.2012 | 0.013585 | Submitted vide Distribution True-up petition for 2nd control Period as Annexure-I | Submitted vide Distribution True-up petition for 2nd control Period as Annexure-I
2285 | E/stoA.Mallikarjun&2Nosat Ghanpur | NALGONDA | 15.02.2013 | 0.013303 | Submitted vide Distribution True-up petition for 2nd control Period as Annexure-I | Submitted vide Distribution True-up petition for 2nd control Period as Annexure-I
2286 | E/s to M.Bixa &5Nos at BalajiNagar | NALGONDA | 17.09.2012 | 0.025769 | Submitted vide Distribution True-up petition for 2nd control Period as Annexure-I | Submitted vide Distribution True-up petition for 2nd control Period as Annexure-I
2287 | E/stoMD.umar&5NosothersatBeemanapally | NALGONDA | 17.02.2013 | 0.021542 | Submitted vide Distribution True-up petition for 2nd control Period as Annexure-I | Submitted vide Distribution True-up petition for 2nd control Period as Annexure-I
2288 | E/sto2x25kvaAddl.Dtr at singarajpally vi | NALGONDA | 22.10.2012 | 0.020474 | Submitted vide Distribution True-up petition for 2nd control Period as Annexure-I | Submitted vide Distribution True-up petition for 2nd control Period as Annexure-I
2289 | 63kvaAddl.DtrSS-7 at medaram villag | NALGONDA | 22.10.2012 | 0.012745 | Submitted vide Distribution True-up petition for 2nd control Period as Annexure-I | Submitted vide Distribution True-up petition for 2nd control Period as Annexure-I
2290 | 63kvaAddl.DtrSS-1 at Keshnamnenipally vi | NALGONDA | 22.10.2012 | 0.011886 | Submitted vide Distribution True-up petition for 2nd control Period as Annexure-I | Submitted vide Distribution True-up petition for 2nd control Period as Annexure-I
2291 | E/s to Sri L. Baloji , 15 HP, Watchya G. | NALGONDA | 27.08.2012 | 0.0092062 | Submitted vide Distribution True-up petition for 2nd control Period as Annexure-I | Submitted vide Distribution True-up petition for 2nd control Period as Annexure-I
2292 | Sri.K.Damodar Reddy & 2 Nos at Indugula | NALGONDA | 30.01.2013 | 0.015892 | Submitted vide Distribution True-up petition for 2nd control Period as Annexure-I | Submitted vide Distribution True-up petition for 2nd control Period as Annexure-I
2293 | Estimate for E/s to 1No 7KW Non-Domestic | NALGONDA | 04.07.2012 | 0.00020187 | Submitted vide Distribution True-up petition for 2nd control Period as Annexure-I | Submitted vide Distribution True-up petition for 2nd control Period as Annexure-I
2294 | E/s to 1No.5KW NDS-Load Shalivahana Puri | NALGONDA | 04.07.2012 | 0.00020187 | Submitted vide Distribution True-up petition for 2nd control Period as Annexure-I | Submitted vide Distribution True-up petition for 2nd control Period as Annexure-I
2295 | ElectrificationRandRCentreGudibandaMella | NALGONDA | 29.12.2012 | 0.017523 | Submitted vide Distribution True-up petition for 2nd control Period as Annexure-I | Submitted vide Distribution True-up petition for 2nd control Period as Annexure-I
2296 | ElectrificationRandRCentreGudibandaBCCol | NALGONDA | 29.12.2012 | 0.018737 | Submitted vide Distribution True-up petition for 2nd control Period as Annexure-I | Submitted vide Distribution True-up petition for 2nd control Period as Annexure-I
2297 | ElectrificationRandRCentreKistapuramMell | NALGONDA | 29.12.2012 | 0.018986 | Submitted vide Distribution True-up petition for 2nd control Period as Annexure-I | Submitted vide Distribution True-up petition for 2nd control Period as Annexure-I
2298 | ElectrificationRandRCentreGudibandaMella | NALGONDA | 29.12.2012 | 0.016165 | Submitted vide Distribution True-up petition for 2nd control Period as Annexure-I | Submitted vide Distribution True-up petition for 2nd control Period as Annexure-I
2299 | 1 No Addl 63 KVA DTR at Thipparthy (V<(> | NALGONDA | 04.12.2012 | 0.017299 | Submitted vide Distribution True-up petition for 2nd control Period as Annexure-I | Submitted vide Distribution True-up petition for 2nd control Period as Annexure-I
2300 | ElectrificationRandRCentreGudibandaBCCol | NALGONDA | 29.12.2012 | 0.018803 | Submitted vide Distribution True-up petition for 2nd control Period as Annexure-I | Submitted vide Distribution True-up petition for 2nd control Period as Annexure-I
2301 | Salikanti Anjamma&4Nos(25HP)Kampalapally | NALGONDA | 26.11.2012 | 0.021924 | Submitted vide Distribution True-up petition for 2nd control Period as Annexure-I | Submitted vide Distribution True-up petition for 2nd control Period as Annexure-I
2302 | E/s.toM.VenkatReddy&2Nos.atKorvonigudTPT | NALGONDA | 30.01.2013 | 0.014094 | Submitted vide Distribution True-up petition for 2nd control Period as Annexure-I | Submitted vide Distribution True-up petition for 2nd control Period as Annexure-I
2303 | ElectrificationRandRCentreKistapuramMell | NALGONDA | 29.12.2012 | 0.018869 | Submitted vide Distribution True-up petition for 2nd control Period as Annexure-I | Submitted vide Distribution True-up petition for 2nd control Period as Annexure-I
2304 | E/s G.yellaiah&2no othersKachalapuram(v) | NALGONDA | 18.07.2012 | 0.013135 | Submitted vide Distribution True-up petition for 2nd control Period as Annexure-I | Submitted vide Distribution True-up petition for 2nd control Period as Annexure-I
2305 | 2no's 15KVA Adl DTR's Neernemula (V) | NALGONDA | 01.09.2012 | 0.0061452 | Submitted vide Distribution True-up petition for 2nd control Period as Annexure-I | Submitted vide Distribution True-up petition for 2nd control Period as Annexure-I
2306 | Ere.of1No.3x10KVAddl.DTRAtK.RamaramTPT | NALGONDA | 01.10.2012 | 0.0019724 | Submitted vide Distribution True-up petition for 2nd control Period as Annexure-I | Submitted vide Distribution True-up petition for 2nd control Period as Annexure-I
2307 | 14 Nos Intermediapoles at Yadgarpally | NALGONDA | 06.09.2012 | 0.0078831 | Submitted vide Distribution True-up petition for 2nd control Period as Annexure-I | Submitted vide Distribution True-up petition for 2nd control Period as Annexure-I
2308 | Tupakula Lingaiah&3Nos(20HP)Salkanoor (V | NALGONDA | 16.01.2013 | 0.019335 | Submitted vide Distribution True-up petition for 2nd control Period as Annexure-I | Submitted vide Distribution True-up petition for 2nd control Period as Annexure-I
2309 | Chirra Venkateshwarlu&3Nos(20HP)V.Pally | NALGONDA | 08.11.2012 | 0.018227 | Submitted vide Distribution True-up petition for 2nd control Period as Annexure-I | Submitted vide Distribution True-up petition for 2nd control Period as Annexure-I
2310 | Jangam Venkateshwarlu&2Nos(15HP)Kamepall | NALGONDA | 07.11.2012 | 0.013562 | Submitted vide Distribution True-up petition for 2nd control Period as Annexure-I | Submitted vide Distribution True-up petition for 2nd control Period as Annexure-I
2311 | CH. Balarajugoud&03 NOs at Bommakal(V) | NALGONDA | 23.01.2013 | 0.019309 | Submitted vide Distribution True-up petition for 2nd control Period as Annexure-I | Submitted vide Distribution True-up petition for 2nd control Period as Annexure-I
2312 | Nakka Papaiah&3Nos(20HP)Thimmareddygudem | NALGONDA | 23.01.2013 | 0.019145 | Submitted vide Distribution True-up petition for 2nd control Period as Annexure-I | Submitted vide Distribution True-up petition for 2nd control Period as Annexure-I
2313 | Erection of 25KVA DTR SS-4 Thopucharla(V | NALGONDA | 01.09.2012 | 0.015785 | Submitted vide Distribution True-up petition for 2nd control Period as Annexure-I | Submitted vide Distribution True-up petition for 2nd control Period as Annexure-I
2314 | Erection of 25KVA DTR SS-4 Kukkadam(V | NALGONDA | 31.08.2012 | 0.014894 | Submitted vide Distribution True-up petition for 2nd control Period as Annexure-I | Submitted vide Distribution True-up petition for 2nd control Period as Annexure-I
2315 | M.Venkat Reddy&3Nos.(20HP)Salkanoo | NALGONDA | 23.01.2013 | 0.019413 | Submitted vide Distribution True-up petition for 2nd control Period as Annexure-I | Submitted vide Distribution True-up petition for 2nd control Period as Annexure-I
2316 | 14 Nos Intermediapoles at Japthiveppagud | NALGONDA | 06.09.2012 | 0.0079688 | Submitted vide Distribution True-up petition for 2nd control Period as Annexure-I | Submitted vide Distribution True-up petition for 2nd control Period as Annexure-I
2317 | Sub-station Lights at MLG Rural | NALGONDA | 27.11.2012 | 0.0024665 | Submitted vide Distribution True-up petition for 2nd control Period as Annexure-I | Submitted vide Distribution True-up petition for 2nd control Period as Annexure-I
2318 | 13Nos40wat Chintapally(V) under RGGVY | NALGONDA | 20.02.2013 | 7.5312e-05 | Submitted vide Distribution True-up petition for 2nd control Period as Annexure-I | Submitted vide Distribution True-up petition for 2nd control Period as Annexure-I
2319 | 13Nos40wat Avanthipuram(V) under RGGVY | NALGONDA | 20.02.2013 | 7.5312e-05 | Submitted vide Distribution True-up petition for 2nd control Period as Annexure-I | Submitted vide Distribution True-up petition for 2nd control Period as Annexure-I
2320 | 13Nos40wat Badalapuram(V) under RGGVY. | NALGONDA | 20.02.2013 | 8.5022e-05 | Submitted vide Distribution True-up petition for 2nd control Period as Annexure-I | Submitted vide Distribution True-up petition for 2nd control Period as Annexure-I
2321 | 13Nos40wat Samya Thanda(V) under RGGVY. | NALGONDA | 21.06.2012 | 0 | Submitted vide Distribution True-up petition for 2nd control Period as Annexure-I | Submitted vide Distribution True-up petition for 2nd control Period as Annexure-I
2322 | 12Nos40wat Dondavarigudem(V) under RGGVY | NALGONDA | 21.06.2012 | 0 | Submitted vide Distribution True-up petition for 2nd control Period as Annexure-I | Submitted vide Distribution True-up petition for 2nd control Period as Annexure-I
2323 | 13Nos40wat J V Gudem V) under RGGVY., | NALGONDA | 21.06.2012 | 0 | Submitted vide Distribution True-up petition for 2nd control Period as Annexure-I | Submitted vide Distribution True-up petition for 2nd control Period as Annexure-I
2324 | 12Nos40watKalwapally(V) under RGGVY., | NALGONDA | 21.06.2012 | 0 | Submitted vide Distribution True-up petition for 2nd control Period as Annexure-I | Submitted vide Distribution True-up petition for 2nd control Period as Annexure-I
2325 | 11Nos40wat Kistapuram(V) under RGGVY., | NALGONDA | 21.06.2012 | 0 | Submitted vide Distribution True-up petition for 2nd control Period as Annexure-I | Submitted vide Distribution True-up petition for 2nd control Period as Annexure-I
2326 | ChitramYellaiah5HPatVenkatapuramSCCI Wel | NALGONDA | 10.02.2013 | 0.002361 | Submitted vide Distribution True-up petition for 2nd control Period as Annexure-I | Submitted vide Distribution True-up petition for 2nd control Period as Annexure-I
2327 | 13Nos40wat Gudur(V) under RGGVY., | NALGONDA | 21.06.2012 | 0 | Submitted vide Distribution True-up petition for 2nd control Period as Annexure-I | Submitted vide Distribution True-up petition for 2nd control Period as Annexure-I
2328 | 13Nos40wat Thungapad(V) under RGGVY., | NALGONDA | 21.06.2012 | 0 | Submitted vide Distribution True-up petition for 2nd control Period as Annexure-I | Submitted vide Distribution True-up petition for 2nd control Period as Annexure-I
2329 | Er.of 1X25 KVA DTR at Mupparam | NALGONDA | 10.02.2013 | 0.019507 | Submitted vide Distribution True-up petition for 2nd control Period as Annexure-I | Submitted vide Distribution True-up petition for 2nd control Period as Annexure-I
2330 | E/stoK.HamlaS/oThavrya at Yelamalamanda | NALGONDA | 21.02.2013 | 0.015053 | Submitted vide Distribution True-up petition for 2nd control Period as Annexure-I | Submitted vide Distribution True-up petition for 2nd control Period as Annexure-I
2331 | 12Nos40wat Hatya Thanda(V) under RGGVY.< | NALGONDA | 21.06.2012 | 0 | Submitted vide Distribution True-up petition for 2nd control Period as Annexure-I | Submitted vide Distribution True-up petition for 2nd control Period as Annexure-I
2332 | Enh.of DTR from63KVATO100KVA SUNKENAPALL | NALGONDA | 05.07.2012 | 0.014802 | Submitted vide Distribution True-up petition for 2nd control Period as Annexure-I | Submitted vide Distribution True-up petition for 2nd control Period as Annexure-I
2333 | E/STO4* 5HP Agl N.SEEATHAIH SIVANENIGUDE | NALGONDA | 25.09.2012 | 0.015604 | Submitted vide Distribution True-up petition for 2nd control Period as Annexure-I | Submitted vide Distribution True-up petition for 2nd control Period as Annexure-I
2334 | E/s to 4*5HPTONaveen SivanenigUDEM | NALGONDA | 27.09.2012 | 0.016266 | Submitted vide Distribution True-up petition for 2nd control Period as Annexure-I | Submitted vide Distribution True-up petition for 2nd control Period as Annexure-I
2335 | E/s to 4No's to G.Bixpathi AT Aepoor(v) | NALGONDA | 21.09.2012 | 0.016613 | Submitted vide Distribution True-up petition for 2nd control Period as Annexure-I | Submitted vide Distribution True-up petition for 2nd control Period as Annexure-I
2336 | E/s to 4*5HP TO SHETTAIH& others AEPOOR | NALGONDA | 07.08.2012 | 0.01688 | Submitted vide Distribution True-up petition for 2nd control Period as Annexure-I | Submitted vide Distribution True-up petition for 2nd control Period as Annexure-I
2337 | E/S to4*5HP to M.Narsimha at velimenedu( | NALGONDA | 27.09.2012 | 0.016999 | Submitted vide Distribution True-up petition for 2nd control Period as Annexure-I | Submitted vide Distribution True-up petition for 2nd control Period as Annexure-I
2338 | E/s to 10*5HP to K.Anjireddy at Gundramp | NALGONDA | 22.09.2012 | 0.024363 | Submitted vide Distribution True-up petition for 2nd control Period as Annexure-I | Submitted vide Distribution True-up petition for 2nd control Period as Annexure-I
2339 | 11Nos40wat Tulasi Thanda(V) under RGGVY. | NALGONDA | 21.06.2012 | 0 | Submitted vide Distribution True-up petition for 2nd control Period as Annexure-I | Submitted vide Distribution True-up petition for 2nd control Period as Annexure-I
2340 | E/sto15HPAGLLtoM.VijayalaxmiatP.Kaparthy | NALGONDA | 07.08.2012 | 0.013858 | Submitted vide Distribution True-up petition for 2nd control Period as Annexure-I | Submitted vide Distribution True-up petition for 2nd control Period as Annexure-I
2341 | E/s.toY.VenkatReddy&2Nos.atY.R.GudaTPT | NALGONDA | 02.03.2013 | 0.01387 | Submitted vide Distribution True-up petition for 2nd control Period as Annexure-I | Submitted vide Distribution True-up petition for 2nd control Period as Annexure-I
2342 | E/s to L.beema&4NosinOsmankuntainCpt | NALGONDA | 14.10.2012 | 0.019568 | Submitted vide Distribution True-up petition for 2nd control Period as Annexure-I | Submitted vide Distribution True-up petition for 2nd control Period as Annexure-I
2343 | 12Nos40wat Thadakamalla(V) under RGGVY. | NALGONDA | 21.06.2012 | 0 | Submitted vide Distribution True-up petition for 2nd control Period as Annexure-I | Submitted vide Distribution True-up petition for 2nd control Period as Annexure-I
2344 | Er of05Nos inter poles MLG (R),. | NALGONDA | 29.11.2012 | 0.0029667 | Submitted vide Distribution True-up petition for 2nd control Period as Annexure-I | Submitted vide Distribution True-up petition for 2nd control Period as Annexure-I
2345 | Sri.K.Kotaiah and 3 Nos at Ponugodu (V) | NALGONDA | 24.01.2013 | 0.018496 | Submitted vide Distribution True-up petition for 2nd control Period as Annexure-I | Submitted vide Distribution True-up petition for 2nd control Period as Annexure-I
2346 | E/sto1NoAdd.DTR1x25kva at Peddamunigal v | NALGONDA | 28.03.2013 | 0.013003 | Submitted vide Distribution True-up petition for 2nd control Period as Annexure-I | Submitted vide Distribution True-up petition for 2nd control Period as Annexure-I
2347 | Sri.Depa Narsimha Reddy & 2 Nos at Pagid | NALGONDA | 28.08.2012 | 0.014257 | Submitted vide Distribution True-up petition for 2nd control Period as Annexure-I | Submitted vide Distribution True-up petition for 2nd control Period as Annexure-I
2348 | E/s to k.Venkataiah &4Nos otherts in Rek | NALGONDA | 19.02.2013 | 0.015627 | Submitted vide Distribution True-up petition for 2nd control Period as Annexure-I | Submitted vide Distribution True-up petition for 2nd control Period as Annexure-I
2349 | Erec 1No100KVA DTR SS-19 Deavrakonda T. | NALGONDA | 28.03.2013 | 0.027411 | Submitted vide Distribution True-up petition for 2nd control Period as Annexure-I | Submitted vide Distribution True-up petition for 2nd control Period as Annexure-I
2350 | Erection of 1x15KVA DTR D V Gudem(V). | NALGONDA | 20.02.2013 | 0.00053931 | Submitted vide Distribution True-up petition for 2nd control Period as Annexure-I | Submitted vide Distribution True-up petition for 2nd control Period as Annexure-I
2351 | E/S to20*40W ST.lightat Bodangiparthy<( | NALGONDA | 16.10.2012 | 0.00030587 | Submitted vide Distribution True-up petition for 2nd control Period as Annexure-I | Submitted vide Distribution True-up petition for 2nd control Period as Annexure-I
2352 | Const.Room for LT Lab at Nlg.. | NALGONDA | 21.06.2012 | 0.0081823 | Submitted vide Distribution True-up petition for 2nd control Period as Annexure-I | Submitted vide Distribution True-up petition for 2nd control Period as Annexure-I
2353 | Const.Gate, Pillers, Gravel at KMPallySS | NALGONDA | 21.06.2012 | 0.0072548 | Submitted vide Distribution True-up petition for 2nd control Period as Annexure-I | Submitted vide Distribution True-up petition for 2nd control Period as Annexure-I
2354 | 63 to 100KVA SS-12 Dubbaka (V) | NALGONDA | 06.08.2012 | 0.012091 | Submitted vide Distribution True-up petition for 2nd control Period as Annexure-I | Submitted vide Distribution True-up petition for 2nd control Period as Annexure-I
2355 | Balithi Venkateshwarlu&3Nos(20HP)Bezzikl | NALGONDA | 28.09.2012 | 0.017701 | Submitted vide Distribution True-up petition for 2nd control Period as Annexure-I | Submitted vide Distribution True-up petition for 2nd control Period as Annexure-I
2356 | 4*5HP to S.Srinivas at Neernemula(V) | NALGONDA | 13.08.2012 | 0.011541 | Submitted vide Distribution True-up petition for 2nd control Period as Annexure-I | Submitted vide Distribution True-up petition for 2nd control Period as Annexure-I
2357 | E/s to3*5HP AglS.JAYASREE AT JANAMPALLY | NALGONDA | 30.07.2012 | 0.010172 | Submitted vide Distribution True-up petition for 2nd control Period as Annexure-I | Submitted vide Distribution True-up petition for 2nd control Period as Annexure-I
2358 | 1*5HP to Ch.Sathyanarayana Yellanki | NALGONDA | 18.06.2012 | 0.0012411 | Submitted vide Distribution True-up petition for 2nd control Period as Annexure-I | Submitted vide Distribution True-up petition for 2nd control Period as Annexure-I
2359 | 6*5HP to R.Veeraiah Eskilla (V) | NALGONDA | 06.08.2012 | 0.018584 | Submitted vide Distribution True-up petition for 2nd control Period as Annexure-I | Submitted vide Distribution True-up petition for 2nd control Period as Annexure-I
2360 | E/stoch.venkataiah&4Noat Kambalapally | NALGONDA | 22.03.2013 | 0.018241 | Submitted vide Distribution True-up petition for 2nd control Period as Annexure-I | Submitted vide Distribution True-up petition for 2nd control Period as Annexure-I
2361 | E/stoT.venkatamma&3Noat Kambalapally | NALGONDA | 22.03.2013 | 0.016331 | Submitted vide Distribution True-up petition for 2nd control Period as Annexure-I | Submitted vide Distribution True-up petition for 2nd control Period as Annexure-I
2362 | E/s4*5HP AglM.krishnaat Nelapatla(V) | NALGONDA | 09.08.2012 | 0.015769 | Submitted vide Distribution True-up petition for 2nd control Period as Annexure-I | Submitted vide Distribution True-up petition for 2nd control Period as Annexure-I
2363 | Pandula Maraiah & 3Nos(20HP)Yerrabelly | NALGONDA | 09.02.2013 | 0.018285 | Submitted vide Distribution True-up petition for 2nd control Period as Annexure-I | Submitted vide Distribution True-up petition for 2nd control Period as Annexure-I
2364 | E/s to4*5HP Agl J.Laxmaiah at Jaikesaram | NALGONDA | 17.08.2012 | 0.016198 | Submitted vide Distribution True-up petition for 2nd control Period as Annexure-I | Submitted vide Distribution True-up petition for 2nd control Period as Annexure-I
2365 | E/s to 3*5HP AglE.Yadammaat Jaikesaram | NALGONDA | 09.08.2012 | 0.011842 | Submitted vide Distribution True-up petition for 2nd control Period as Annexure-I | Submitted vide Distribution True-up petition for 2nd control Period as Annexure-I
2366 | E/s to 4*5HP AglP.Ramulu at jaikesaram | NALGONDA | 17.08.2012 | 0.01579 | Submitted vide Distribution True-up petition for 2nd control Period as Annexure-I | Submitted vide Distribution True-up petition for 2nd control Period as Annexure-I
2367 | Re-orientation of 1x100 KVA SS-II Lavori | NALGONDA | 20.03.2013 | 0.013234 | Submitted vide Distribution True-up petition for 2nd control Period as Annexure-I | Submitted vide Distribution True-up petition for 2nd control Period as Annexure-I
2368 | Rev.E/s to K.Hanumanthu , 15 HP, Gandhi | NALGONDA | 13.02.2013 | 0.01293 | Submitted vide Distribution True-up petition for 2nd control Period as Annexure-I | Submitted vide Distribution True-up petition for 2nd control Period as Annexure-I
2369 | Moodauath Raju S/o Chandu At Porlagadda | NALGONDA | 14.06.2012 | 0.00020187 | Submitted vide Distribution True-up petition for 2nd control Period as Annexure-I | Submitted vide Distribution True-up petition for 2nd control Period as Annexure-I
2370 | E/s to 1No 18KW Non-Domestic load to M/S | NALGONDA | 02.03.2013 | 0.0055184 | Submitted vide Distribution True-up petition for 2nd control Period as Annexure-I | Submitted vide Distribution True-up petition for 2nd control Period as Annexure-I
2371 | 25KVA Addl.DTR ON SS-V K J R Colony | NALGONDA | 12.09.2012 | 0.015487 | Submitted vide Distribution True-up petition for 2nd control Period as Annexure-I | Submitted vide Distribution True-up petition for 2nd control Period as Annexure-I
2372 | E/s to K. RAvi , 15 HP, Gandhi Nagar | NALGONDA | 31.01.2013 | 0.013295 | Submitted vide Distribution True-up petition for 2nd control Period as Annexure-I | Submitted vide Distribution True-up petition for 2nd control Period as Annexure-I
2373 | Malothu Bhamni&2Nos.(15HP)Narsapoor | NALGONDA | 01.02.2013 | 0.015222 | Submitted vide Distribution True-up petition for 2nd control Period as Annexure-I | Submitted vide Distribution True-up petition for 2nd control Period as Annexure-I
2374 | 300KVACMDSaiVenkateshwaraRiceIndADPally | NALGONDA | 23.10.2012 | 0.013953 | Submitted vide Distribution True-up petition for 2nd control Period as Annexure-I | Submitted vide Distribution True-up petition for 2nd control Period as Annexure-I
2375 | Sri.Cheedeti Uma Reddy 1 No 5.0 Hp Agl l | NALGONDA | 22.11.2012 | 0.0016534 | Submitted vide Distribution True-up petition for 2nd control Period as Annexure-I | Submitted vide Distribution True-up petition for 2nd control Period as Annexure-I
2376 | Malothu Laxma&2Nos.(15HP)Narsapoor (V) | NALGONDA | 01.02.2013 | 0.015266 | Submitted vide Distribution True-up petition for 2nd control Period as Annexure-I | Submitted vide Distribution True-up petition for 2nd control Period as Annexure-I
2377 | E/S to A.Bangari w/o Seva & Others 10HP | NALGONDA | 11.02.2013 | 0.016719 | Submitted vide Distribution True-up petition for 2nd control Period as Annexure-I | Submitted vide Distribution True-up petition for 2nd control Period as Annexure-I
2378 | A.Bala S/o Seva & 10HP Veerlapalem I J P | NALGONDA | 12.02.2013 | 0.014058 | Submitted vide Distribution True-up petition for 2nd control Period as Annexure-I | Submitted vide Distribution True-up petition for 2nd control Period as Annexure-I
2379 | E/s to 37KW M/s.SURAKSHA BIO SCIENCES N/ | NALGONDA | 28.11.2012 | 0.0027459 | Submitted vide Distribution True-up petition for 2nd control Period as Annexure-I | Submitted vide Distribution True-up petition for 2nd control Period as Annexure-I
2380 | JulakantiAnuradha&2Nos(15HP)Machanapally | NALGONDA | 10.02.2013 | 0.015832 | Submitted vide Distribution True-up petition for 2nd control Period as Annexure-I | Submitted vide Distribution True-up petition for 2nd control Period as Annexure-I
2381 | Nune Saidulu&2Nos(15HP)Dharmapuram | NALGONDA | 06.12.2012 | 0.013485 | Submitted vide Distribution True-up petition for 2nd control Period as Annexure-I | Submitted vide Distribution True-up petition for 2nd control Period as Annexure-I
2382 | Ere.of 10Nos damaged poles at gummadvall | NALGONDA | 17.12.2012 | 0.011566 | Submitted vide Distribution True-up petition for 2nd control Period as Annexure-I | Submitted vide Distribution True-up petition for 2nd control Period as Annexure-I
2383 | E/stoV.Krishna Reddy&3No'sat Kandukur vi | NALGONDA | 13.11.2012 | 0.018416 | Submitted vide Distribution True-up petition for 2nd control Period as Annexure-I | Submitted vide Distribution True-up petition for 2nd control Period as Annexure-I
2384 | E/s.to1KWNDLoadtoD.VenkatammaNLGT3\ | NALGONDA | 13.09.2012 | 0.0016831 | Submitted vide Distribution True-up petition for 2nd control Period as Annexure-I | Submitted vide Distribution True-up petition for 2nd control Period as Annexure-I
2385 | EreofHanumanthu5Nosof Telugupally | NALGONDA | 16.10.2012 | 0.026251 | Submitted vide Distribution True-up petition for 2nd control Period as Annexure-I | Submitted vide Distribution True-up petition for 2nd control Period as Annexure-I
2386 | E/s P.Govinu & 2Nos 15HP Champla Thanda | NALGONDA | 29.08.2012 | 0.012065 | Submitted vide Distribution True-up petition for 2nd control Period as Annexure-I | Submitted vide Distribution True-up petition for 2nd control Period as Annexure-I
2387 | Eection of 1 No. 25KVA DTR Gaggenapallyv | NALGONDA | 10.02.2013 | 0.017368 | Submitted vide Distribution True-up petition for 2nd control Period as Annexure-I | Submitted vide Distribution True-up petition for 2nd control Period as Annexure-I
2388 | E/s to Sri.D.Edukondalu & 25HP Thimapura | NALGONDA | 31.01.2013 | 0.021097 | Submitted vide Distribution True-up petition for 2nd control Period as Annexure-I | Submitted vide Distribution True-up petition for 2nd control Period as Annexure-I
2389 | E/S to1-Ph15Kva DTR Thimmareddy,Pulleml | NALGONDA | 16.02.2013 | 0 | Submitted vide Distribution True-up petition for 2nd control Period as Annexure-I | Submitted vide Distribution True-up petition for 2nd control Period as Annexure-I
2390 | E/sto1x25kvaAddl.Dtr at Dugyala vi | NALGONDA | 20.11.2012 | 0.011212 | Submitted vide Distribution True-up petition for 2nd control Period as Annexure-I | Submitted vide Distribution True-up petition for 2nd control Period as Annexure-I
2391 | E/stoM.Yada Brahma chary at Chennamneni | NALGONDA | 20.10.2012 | 0.003156 | Submitted vide Distribution True-up petition for 2nd control Period as Annexure-I | Submitted vide Distribution True-up petition for 2nd control Period as Annexure-I
2392 | Ere.of1No.25KVAAddl.DTRSS-10atJ.R.GudTPT | NALGONDA | 16.12.2012 | 0.018677 | Submitted vide Distribution True-up petition for 2nd control Period as Annexure-I | Submitted vide Distribution True-up petition for 2nd control Period as Annexure-I
2393 | Erof12Nos8.0Mtsinter poles at Balajinag | NALGONDA | 01.02.2013 | 0.0074554 | Submitted vide Distribution True-up petition for 2nd control Period as Annexure-I | Submitted vide Distribution True-up petition for 2nd control Period as Annexure-I
2394 | Er of 11 Nos8.0 Mts inter poles at Balaj | NALGONDA | 13.02.2013 | 0.0071429 | Submitted vide Distribution True-up petition for 2nd control Period as Annexure-I | Submitted vide Distribution True-up petition for 2nd control Period as Annexure-I
2395 | Er of 13Nos 8.0mtr Pscc poles Balajinaga | NALGONDA | 31.01.2013 | 0.0070845 | Submitted vide Distribution True-up petition for 2nd control Period as Annexure-I | Submitted vide Distribution True-up petition for 2nd control Period as Annexure-I
2396 | Lodangi Lingaiah&2Nos(15HP)Gajalapuram | NALGONDA | 26.11.2012 | 0.0094296 | Submitted vide Distribution True-up petition for 2nd control Period as Annexure-I | Submitted vide Distribution True-up petition for 2nd control Period as Annexure-I
2397 | E/S TO 20*40W ST.lightatkondapuram, Gund | NALGONDA | 16.10.2012 | 0.00030587 | Submitted vide Distribution True-up petition for 2nd control Period as Annexure-I | Submitted vide Distribution True-up petition for 2nd control Period as Annexure-I
2398 | Er of 12 Nos8.0 Mts inter polesNMTtoBVT | NALGONDA | 29.08.2012 | 0.0063866 | Submitted vide Distribution True-up petition for 2nd control Period as Annexure-I | Submitted vide Distribution True-up petition for 2nd control Period as Annexure-I
2399 | Erection of 1x15KVA DTR Yadgarpally (V | NALGONDA | 20.02.2013 | 0.00051778 | Submitted vide Distribution True-up petition for 2nd control Period as Annexure-I | Submitted vide Distribution True-up petition for 2nd control Period as Annexure-I
2400 | E/s to sri U.Jayasri 5hp at Varkala vill | NALGONDA | 13.02.2013 | 0.0022212 | Submitted vide Distribution True-up petition for 2nd control Period as Annexure-I | Submitted vide Distribution True-up petition for 2nd control Period as Annexure-I
2401 | E/S 20*40w Thaskanigudem(v)Chandur(m | NALGONDA | 16.10.2012 | 0.00030587 | Submitted vide Distribution True-up petition for 2nd control Period as Annexure-I | Submitted vide Distribution True-up petition for 2nd control Period as Annexure-I
2402 | Erection of 1x15KVA DTR.patcharigadda(V) | NALGONDA | 20.02.2013 | 7.7587e-05 | Submitted vide Distribution True-up petition for 2nd control Period as Annexure-I | Submitted vide Distribution True-up petition for 2nd control Period as Annexure-I
2403 | E/s to sri Shetipally Niranjanamma w/o j | NALGONDA | 13.02.2013 | 0.002818 | Submitted vide Distribution True-up petition for 2nd control Period as Annexure-I | Submitted vide Distribution True-up petition for 2nd control Period as Annexure-I
2404 | E/S TO 20*40W ST.lightatSherigudem,Jogig | NALGONDA | 16.10.2012 | 0.00030587 | Submitted vide Distribution True-up petition for 2nd control Period as Annexure-I | Submitted vide Distribution True-up petition for 2nd control Period as Annexure-I
2405 | E/sto 1no5hpagl load to Poru Chinna Mall | NALGONDA | 13.02.2013 | 0.002096 | Submitted vide Distribution True-up petition for 2nd control Period as Annexure-I | Submitted vide Distribution True-up petition for 2nd control Period as Annexure-I
2406 | Erection of 1x15KVA DTR Thakkellapad SCc | NALGONDA | 20.02.2013 | 0.0018697 | Submitted vide Distribution True-up petition for 2nd control Period as Annexure-I | Submitted vide Distribution True-up petition for 2nd control Period as Annexure-I
2407 | E/S to20*40wst.lightatghattuppal,chandu | NALGONDA | 16.10.2012 | 0.00030587 | Submitted vide Distribution True-up petition for 2nd control Period as Annexure-I | Submitted vide Distribution True-up petition for 2nd control Period as Annexure-I
2408 | E/sto sri V.Praveen kumar&3Nos others at | NALGONDA | 08.02.2013 | 0.015616 | Submitted vide Distribution True-up petition for 2nd control Period as Annexure-I | Submitted vide Distribution True-up petition for 2nd control Period as Annexure-I
2409 | E/sto1x100kva Addl.DTR at Godikondla vil | NALGONDA | 09.02.2013 | 0.0047067 | Submitted vide Distribution True-up petition for 2nd control Period as Annexure-I | Submitted vide Distribution True-up petition for 2nd control Period as Annexure-I
2410 | J.Renuka&02 NOs at Molkapatnam(V) | NALGONDA | 08.11.2012 | 0.013481 | Submitted vide Distribution True-up petition for 2nd control Period as Annexure-I | Submitted vide Distribution True-up petition for 2nd control Period as Annexure-I
2411 | Yeredla Venkatreddy&5Nos(30HP)Thopuchral | NALGONDA | 08.11.2012 | 0.023849 | Submitted vide Distribution True-up petition for 2nd control Period as Annexure-I | Submitted vide Distribution True-up petition for 2nd control Period as Annexure-I
2412 | E/s to Sri R.Hanuma , 20 HP, Balempally | NALGONDA | 29.08.2012 | 0.015083 | Submitted vide Distribution True-up petition for 2nd control Period as Annexure-I | Submitted vide Distribution True-up petition for 2nd control Period as Annexure-I
2413 | Mattapally Laxmaiah&4Nos.25HP)Avangapura | NALGONDA | 05.12.2012 | 0.019055 | Submitted vide Distribution True-up petition for 2nd control Period as Annexure-I | Submitted vide Distribution True-up petition for 2nd control Period as Annexure-I
2414 | 1x25KVA Addl.DTR on SS-05 T RGudem(V). | NALGONDA | 07.11.2012 | 0.017417 | Submitted vide Distribution True-up petition for 2nd control Period as Annexure-I | Submitted vide Distribution True-up petition for 2nd control Period as Annexure-I
2415 | 1x25KVA DTR SS-12 Chirumarthy(V) | NALGONDA | 23.01.2013 | 0.015689 | Submitted vide Distribution True-up petition for 2nd control Period as Annexure-I | Submitted vide Distribution True-up petition for 2nd control Period as Annexure-I
2416 | 1x25KVA DTR SS-11 Chirumarthy(V) | NALGONDA | 31.08.2012 | 0.013679 | Submitted vide Distribution True-up petition for 2nd control Period as Annexure-I | Submitted vide Distribution True-up petition for 2nd control Period as Annexure-I
2417 | 1x25KVA DTR SS-13 Chirumarthy(V) | NALGONDA | 08.11.2012 | 0.01637 | Submitted vide Distribution True-up petition for 2nd control Period as Annexure-I | Submitted vide Distribution True-up petition for 2nd control Period as Annexure-I
2418 | E/S to Sri.Kandula Narayana Reddy S/o Mu | NALGONDA | 11.02.2013 | 0.015162 | Submitted vide Distribution True-up petition for 2nd control Period as Annexure-I | Submitted vide Distribution True-up petition for 2nd control Period as Annexure-I
2419 | E/sto1x25kvaAddl.Dtr at Dugyala vi | NALGONDA | 22.03.2013 | 0.0095655 | Submitted vide Distribution True-up petition for 2nd control Period as Annexure-I | Submitted vide Distribution True-up petition for 2nd control Period as Annexure-I
2420 | E/stoS.Laxmamma&2no'sat Gummedavally | NALGONDA | 15.11.2012 | 0.012846 | Submitted vide Distribution True-up petition for 2nd control Period as Annexure-I | Submitted vide Distribution True-up petition for 2nd control Period as Annexure-I
2421 | D.Narsimha1No.5HPIndurthy(V)MarrigudaM | NALGONDA | 13.12.2012 | 0.0014529 | Submitted vide Distribution True-up petition for 2nd control Period as Annexure-I | Submitted vide Distribution True-up petition for 2nd control Period as Annexure-I
2422 | R.Nirmala1No.5HPD.B.Pally(V)Marriguda(M) | NALGONDA | 13.12.2012 | 0.0014529 | Submitted vide Distribution True-up petition for 2nd control Period as Annexure-I | Submitted vide Distribution True-up petition for 2nd control Period as Annexure-I
2423 | Addl.110KVA TO M/s Nagarjuna P B R M -II | NALGONDA | 17.08.2012 | 0.0031395 | Submitted vide Distribution True-up petition for 2nd control Period as Annexure-I | Submitted vide Distribution True-up petition for 2nd control Period as Annexure-I
2424 | Ere.25 kva Addl.DTR under SS-6 Pittalagu | NALGONDA | 07.10.2012 | 0.015542 | Submitted vide Distribution True-up petition for 2nd control Period as Annexure-I | Submitted vide Distribution True-up petition for 2nd control Period as Annexure-I
2425 | Ere.25 kva Addl.DTR under SS-5 Pittalagu | NALGONDA | 07.10.2012 | 0.015321 | Submitted vide Distribution True-up petition for 2nd control Period as Annexure-I | Submitted vide Distribution True-up petition for 2nd control Period as Annexure-I
2426 | Ere.25 kva Addl.DTR under SS-4 Pittalagu | NALGONDA | 07.10.2012 | 0.015001 | Submitted vide Distribution True-up petition for 2nd control Period as Annexure-I | Submitted vide Distribution True-up petition for 2nd control Period as Annexure-I
2427 | E/stoReorientation100kva at SS-V,Pittalg | NALGONDA | 07.10.2012 | 0.015792 | Submitted vide Distribution True-up petition for 2nd control Period as Annexure-I | Submitted vide Distribution True-up petition for 2nd control Period as Annexure-I
2428 | E/stoSurpanch,grama panchayad bore well | NALGONDA | 16.02.2013 | 0.014878 | Submitted vide Distribution True-up petition for 2nd control Period as Annexure-I | Submitted vide Distribution True-up petition for 2nd control Period as Annexure-I
2429 | 74HPSriShivaSaiBinnyMRMillGummadavelly | NALGONDA | 12.01.2013 | 0.029432 | Submitted vide Distribution True-up petition for 2nd control Period as Annexure-I | Submitted vide Distribution True-up petition for 2nd control Period as Annexure-I
2430 | E/sto1NoNondom.2kwloadto Sri veerabhadra | NALGONDA | 17.12.2012 | 0.0026158 | Submitted vide Distribution True-up petition for 2nd control Period as Annexure-I | Submitted vide Distribution True-up petition for 2nd control Period as Annexure-I
2431 | E/sto3*5HPAglK.Venateshwarlu at Kakkiren | NALGONDA | 03.10.2012 | 0.010879 | Submitted vide Distribution True-up petition for 2nd control Period as Annexure-I | Submitted vide Distribution True-up petition for 2nd control Period as Annexure-I
2432 | Enha.of DTR from 100to160KVA ss34 | NALGONDA | 13.09.2012 | 0.024292 | Submitted vide Distribution True-up petition for 2nd control Period as Annexure-I | Submitted vide Distribution True-up petition for 2nd control Period as Annexure-I
2433 | E/s to1No 74HP Indl.SSFood industries | NALGONDA | 26.11.2012 | 0.023382 | Submitted vide Distribution True-up petition for 2nd control Period as Annexure-I | Submitted vide Distribution True-up petition for 2nd control Period as Annexure-I
2434 | E/sto1No74HPIndlload to SRMEnterprises | NALGONDA | 02.03.2013 | 0.027309 | Submitted vide Distribution True-up petition for 2nd control Period as Annexure-I | Submitted vide Distribution True-up petition for 2nd control Period as Annexure-I
2435 | Replacement of 15 No.s 11KV 400A single | NALGONDA | 13.06.2012 | 0.026203 | Submitted vide Distribution True-up petition for 2nd control Period as Annexure-I | Submitted vide Distribution True-up petition for 2nd control Period as Annexure-I
2436 | Erection of Double Through AB switches 1 | NALGONDA | 13.06.2012 | 0.013471 | Submitted vide Distribution True-up petition for 2nd control Period as Annexure-I | Submitted vide Distribution True-up petition for 2nd control Period as Annexure-I
2437 | E/s to 1No Indl. addl.load | NALGONDA | 06.07.2012 | 0.020278 | Submitted vide Distribution True-up petition for 2nd control Period as Annexure-I | Submitted vide Distribution True-up petition for 2nd control Period as Annexure-I
2438 | Estimate for E/s to 1No 4KW Domestic loa | NALGONDA | 14.06.2012 | 0.00019633 | Submitted vide Distribution True-up petition for 2nd control Period as Annexure-I | Submitted vide Distribution True-up petition for 2nd control Period as Annexure-I
2439 | Ere.of1No.25KVASS-4atPagidimarryinKanaga | NALGONDA | 30.08.2012 | 0.019232 | Submitted vide Distribution True-up petition for 2nd control Period as Annexure-I | Submitted vide Distribution True-up petition for 2nd control Period as Annexure-I
2440 | Estimate for Enhancement of load from 1K | NALGONDA | 05.07.2012 | 0.00065474 | Submitted vide Distribution True-up petition for 2nd control Period as Annexure-I | Submitted vide Distribution True-up petition for 2nd control Period as Annexure-I
2441 | E/s.to5HPAGLtoK.AdamatSarampetainMRGDSec | NALGONDA | 13.12.2012 | 0.0020368 | Submitted vide Distribution True-up petition for 2nd control Period as Annexure-I | Submitted vide Distribution True-up petition for 2nd control Period as Annexure-I
2442 | M.VenkateshwaraRao&2Nos15HPVattipally | NALGONDA | 20.01.2013 | 0.013875 | Submitted vide Distribution True-up petition for 2nd control Period as Annexure-I | Submitted vide Distribution True-up petition for 2nd control Period as Annexure-I
2443 | G.Laxmareddy&3Noseach5HP20HPMarriguda | NALGONDA | 20.01.2013 | 0.019148 | Submitted vide Distribution True-up petition for 2nd control Period as Annexure-I | Submitted vide Distribution True-up petition for 2nd control Period as Annexure-I
2444 | E/sto sri.k.laxmamma&2nos others at umma | NALGONDA | 14.02.2013 | 0.013368 | Submitted vide Distribution True-up petition for 2nd control Period as Annexure-I | Submitted vide Distribution True-up petition for 2nd control Period as Annexure-I
2445 | Est toCh.Sujatha&02Nosat Nellvalapally v | NALGONDA | 13.02.2013 | 0.013755 | Submitted vide Distribution True-up petition for 2nd control Period as Annexure-I | Submitted vide Distribution True-up petition for 2nd control Period as Annexure-I
2446 | 2 no's power looms at Siripuram (V) | NALGONDA | 15.06.2012 | 0.00039266 | Submitted vide Distribution True-up petition for 2nd control Period as Annexure-I | Submitted vide Distribution True-up petition for 2nd control Period as Annexure-I
2447 | 100KVAto160KVA SS-40 at Nalgonda T-II | NALGONDA | 23.08.2012 | 0.020786 | Submitted vide Distribution True-up petition for 2nd control Period as Annexure-I | Submitted vide Distribution True-up petition for 2nd control Period as Annexure-I
2448 | Eenh. of DTR from 100TO 160KVA SS.NO.94 | NALGONDA | 30.07.2012 | 0.020786 | Submitted vide Distribution True-up petition for 2nd control Period as Annexure-I | Submitted vide Distribution True-up petition for 2nd control Period as Annexure-I
2449 | Erec.of 1No.AB SWITCH,HG FUSESET SS50 | NALGONDA | 25.08.2012 | 0.00098891 | Submitted vide Distribution True-up petition for 2nd control Period as Annexure-I | Submitted vide Distribution True-up petition for 2nd control Period as Annexure-I
2450 | Estimate for extension of 24 hours suppl | NALGONDA | 26.02.2013 | 0.029351 | Submitted vide Distribution True-up petition for 2nd control Period as Annexure-I | Submitted vide Distribution True-up petition for 2nd control Period as Annexure-I
2451 | Estt.forSeg.ofAGLServicesatD.NagaramChou | NALGONDA | 17.08.2012 | 0.021991 | Submitted vide Distribution True-up petition for 2nd control Period as Annexure-I | Submitted vide Distribution True-up petition for 2nd control Period as Annexure-I
2452 | Estt.forSeg.ofAGLServicesatPeepalpahadCT | NALGONDA | 10.08.2012 | 0.020472 | Submitted vide Distribution True-up petition for 2nd control Period as Annexure-I | Submitted vide Distribution True-up petition for 2nd control Period as Annexure-I
2453 | Estt.forSeg.ofAGLServicesatKaithapuramCT | NALGONDA | 17.08.2012 | 0.025732 | Submitted vide Distribution True-up petition for 2nd control Period as Annexure-I | Submitted vide Distribution True-up petition for 2nd control Period as Annexure-I
2454 | Estt.forSeg.ofAGLServicesatPeepalpahadCT | NALGONDA | 17.08.2012 | 0.010042 | Submitted vide Distribution True-up petition for 2nd control Period as Annexure-I | Submitted vide Distribution True-up petition for 2nd control Period as Annexure-I
2455 | Estt.forSeg.ofAGLServicesatAllapurinCTPL | NALGONDA | 17.08.2012 | 0.026137 | Submitted vide Distribution True-up petition for 2nd control Period as Annexure-I | Submitted vide Distribution True-up petition for 2nd control Period as Annexure-I
2456 | Estt.forSeg.ofAGLServicesatAllapurinCTPL | NALGONDA | 16.08.2012 | 0.026147 | Submitted vide Distribution True-up petition for 2nd control Period as Annexure-I | Submitted vide Distribution True-up petition for 2nd control Period as Annexure-I
2457 | Estt.forSeg.ofAGLServicesatAllapurinCTPL | NALGONDA | 17.08.2012 | 0.024907 | Submitted vide Distribution True-up petition for 2nd control Period as Annexure-I | Submitted vide Distribution True-up petition for 2nd control Period as Annexure-I
2458 | Estt.forSeg.ofAGLServicesatAllapurinCTPL | NALGONDA | 17.08.2012 | 0.024853 | Submitted vide Distribution True-up petition for 2nd control Period as Annexure-I | Submitted vide Distribution True-up petition for 2nd control Period as Annexure-I
2459 | Estt.forSeg.ofAGLServicesatKaithapurCTPL | NALGONDA | 18.12.2012 | 0.0063763 | Submitted vide Distribution True-up petition for 2nd control Period as Annexure-I | Submitted vide Distribution True-up petition for 2nd control Period as Annexure-I
2460 | Estt.forSeg.ofAGLServicesatAllapurinCTPL | NALGONDA | 17.08.2012 | 0.027824 | Submitted vide Distribution True-up petition for 2nd control Period as Annexure-I | Submitted vide Distribution True-up petition for 2nd control Period as Annexure-I
2461 | E/s to Smt.K.Arundhathi 4 KW Domestic lo | NALGONDA | 12.06.2012 | 0.00019633 | Submitted vide Distribution True-up petition for 2nd control Period as Annexure-I | Submitted vide Distribution True-up petition for 2nd control Period as Annexure-I
2462 | E/S to 10 KW Non-Dome.load to G.Dasthagi | NALGONDA | 12.06.2012 | 0.00019633 | Submitted vide Distribution True-up petition for 2nd control Period as Annexure-I | Submitted vide Distribution True-up petition for 2nd control Period as Annexure-I
2463 | M/s Bharathi Infratel Ltd at Ashok Nagar | NALGONDA | 17.07.2012 | 0.01914 | Submitted vide Distribution True-up petition for 2nd control Period as Annexure-I | Submitted vide Distribution True-up petition for 2nd control Period as Annexure-I
2464 | E/S to 29.5HP IND.LOAD TO M/S Sravani In | NALGONDA | 20.07.2012 | 0.015488 | Submitted vide Distribution True-up petition for 2nd control Period as Annexure-I | Submitted vide Distribution True-up petition for 2nd control Period as Annexure-I
2465 | 25KVA DTR under SS-14 Siripuram(V) | NALGONDA | 22.06.2012 | 0.009942 | Submitted vide Distribution True-up petition for 2nd control Period as Annexure-I | Submitted vide Distribution True-up petition for 2nd control Period as Annexure-I
2466 | 63KVA DTR SS-2 Dubbaka(V) | NALGONDA | 27.08.2012 | 0.018155 | Submitted vide Distribution True-up petition for 2nd control Period as Annexure-I | Submitted vide Distribution True-up petition for 2nd control Period as Annexure-I
2467 | 25KVA DTR SS-6 Kukudpamula(V) | NALGONDA | 22.08.2012 | 0.014406 | Submitted vide Distribution True-up petition for 2nd control Period as Annexure-I | Submitted vide Distribution True-up petition for 2nd control Period as Annexure-I
2468 | Smt.Palreddy Suvarna W/o Purushotham Red | NALGONDA | 20.11.2012 | 0.015213 | Submitted vide Distribution True-up petition for 2nd control Period as Annexure-I | Submitted vide Distribution True-up petition for 2nd control Period as Annexure-I
2469 | M.Punnaiah &2Nos T V Gudem Vill of DMCL( | NALGONDA | 27.08.2012 | 0.0097169 | Submitted vide Distribution True-up petition for 2nd control Period as Annexure-I | Submitted vide Distribution True-up petition for 2nd control Period as Annexure-I
2470 | Estimate for E/s of 1No Enhancement of N | NALGONDA | 03.07.2012 | 0.00019925 | Submitted vide Distribution True-up petition for 2nd control Period as Annexure-I | Submitted vide Distribution True-up petition for 2nd control Period as Annexure-I
2471 | E/s to 1No 5kw Non-Domestic load to Smt. | NALGONDA | 03.07.2012 | 0.00020187 | Submitted vide Distribution True-up petition for 2nd control Period as Annexure-I | Submitted vide Distribution True-up petition for 2nd control Period as Annexure-I
2472 | E/s to 5kw NDS to Vattipally mallesh at | NALGONDA | 03.07.2012 | 0.0023104 | Submitted vide Distribution True-up petition for 2nd control Period as Annexure-I | Submitted vide Distribution True-up petition for 2nd control Period as Annexure-I
2473 | Estimate for E/s to 1No 5HP Industrial l | NALGONDA | 03.07.2012 | 0.00050355 | Submitted vide Distribution True-up petition for 2nd control Period as Annexure-I | Submitted vide Distribution True-up petition for 2nd control Period as Annexure-I
2474 | E/s to 1No 5KW NDS to k.Gopal at chityal | NALGONDA | 03.07.2012 | 0.00020187 | Submitted vide Distribution True-up petition for 2nd control Period as Annexure-I | Submitted vide Distribution True-up petition for 2nd control Period as Annexure-I
2475 | Re-orient. of SS-III/100 KVA DTRATTHIPPA | NALGONDA | 08.01.2013 | 0.0081099 | Submitted vide Distribution True-up petition for 2nd control Period as Annexure-I | Submitted vide Distribution True-up petition for 2nd control Period as Annexure-I
2476 | 1 No Addl. 63 KVA DTR at Marriguda (V) | NALGONDA | 07.12.2012 | 0.020452 | Submitted vide Distribution True-up petition for 2nd control Period as Annexure-I | Submitted vide Distribution True-up petition for 2nd control Period as Annexure-I
2477 | E/s to 1No 5HP/III load to M/s manikanta | NALGONDA | 03.07.2012 | 0.00020187 | Submitted vide Distribution True-up petition for 2nd control Period as Annexure-I | Submitted vide Distribution True-up petition for 2nd control Period as Annexure-I
2478 | 1 No 5 KW Non-Domestic load (3-Ph) to Sr | NALGONDA | 30.10.2012 | 0.0074172 | Submitted vide Distribution True-up petition for 2nd control Period as Annexure-I | Submitted vide Distribution True-up petition for 2nd control Period as Annexure-I
2479 | Smt K.Manjula 1KW at Kampala pally(V)Tri | NALGONDA | 29.09.2012 | 0.0028755 | Submitted vide Distribution True-up petition for 2nd control Period as Annexure-I | Submitted vide Distribution True-up petition for 2nd control Period as Annexure-I
2480 | Reorientation of DTRSS-118 in T-II | NALGONDA | 21.09.2012 | 0.0080073 | Submitted vide Distribution True-up petition for 2nd control Period as Annexure-I | Submitted vide Distribution True-up petition for 2nd control Period as Annexure-I
2481 | Esst for Addl.DTR on SS-49 Shivaram naga | NALGONDA | 18.09.2012 | 0.021332 | Submitted vide Distribution True-up petition for 2nd control Period as Annexure-I | Submitted vide Distribution True-up petition for 2nd control Period as Annexure-I
2482 | E/s to 1No.Addl.100 DTRUNDERSS4OLDVTCOLO | NALGONDA | 18.09.2012 | 0.0060227 | Submitted vide Distribution True-up petition for 2nd control Period as Annexure-I | Submitted vide Distribution True-up petition for 2nd control Period as Annexure-I
2483 | E/S to 5 KW Non-Domes.Load to Smt.R.Raj | NALGONDA | 24.08.2012 | 0.00019633 | Submitted vide Distribution True-up petition for 2nd control Period as Annexure-I | Submitted vide Distribution True-up petition for 2nd control Period as Annexure-I
2484 | Painting. Elecl. flooring at DE/DVK.. | NALGONDA | 21.06.2012 | 0.007755 | Submitted vide Distribution True-up petition for 2nd control Period as Annexure-I | Submitted vide Distribution True-up petition for 2nd control Period as Annexure-I
2485 | E/s 3*5hp to S.Srinu at jaikesaram 15Hp | NALGONDA | 17.08.2012 | 0.013563 | Submitted vide Distribution True-up petition for 2nd control Period as Annexure-I | Submitted vide Distribution True-up petition for 2nd control Period as Annexure-I
2486 | 70Nos.RGGVYMetersexistingSCsChinthapally | NALGONDA | 11.12.2012 | 0.010534 | Submitted vide Distribution True-up petition for 2nd control Period as Annexure-I | Submitted vide Distribution True-up petition for 2nd control Period as Annexure-I
2487 | E/sto1No10HPINDLOAD ToM/S.CHANDRADAIRY | NALGONDA | 23.01.2013 | 0.0098263 | Submitted vide Distribution True-up petition for 2nd control Period as Annexure-I | Submitted vide Distribution True-up petition for 2nd control Period as Annexure-I
2488 | E/s to 1No3x5HP load T.maraiahATPeddakap | NALGONDA | 16.03.2013 | 0.0062032 | Submitted vide Distribution True-up petition for 2nd control Period as Annexure-I | Submitted vide Distribution True-up petition for 2nd control Period as Annexure-I
2489 | Repl.2* 25 KVA &1*16KVAinplaceofSTOLEN | NALGONDA | 26.07.2012 | 0.017844 | Submitted vide Distribution True-up petition for 2nd control Period as Annexure-I | Submitted vide Distribution True-up petition for 2nd control Period as Annexure-I
2490 | E.s for Replacement of 1No 25kva DTR in | NALGONDA | 17.12.2012 | 0.0065987 | Submitted vide Distribution True-up petition for 2nd control Period as Annexure-I | Submitted vide Distribution True-up petition for 2nd control Period as Annexure-I
2491 | Est.forReplacementof2Nos16kva in place o | NALGONDA | 17.12.2012 | 0.010765 | Submitted vide Distribution True-up petition for 2nd control Period as Annexure-I | Submitted vide Distribution True-up petition for 2nd control Period as Annexure-I
2492 | E/stoV.Anjamma&3nosothersatkambalapally | NALGONDA | 23.03.2013 | 0.017148 | Submitted vide Distribution True-up petition for 2nd control Period as Annexure-I | Submitted vide Distribution True-up petition for 2nd control Period as Annexure-I
2493 | Est Broken'n'IntermditePoleVariousNLGT1 | NALGONDA | 14.09.2012 | 0.0080938 | Submitted vide Distribution True-up petition for 2nd control Period as Annexure-I | Submitted vide Distribution True-up petition for 2nd control Period as Annexure-I
2494 | 1 No 3 KW 1-PH Non-Domes.Load to Sri.Ko | NALGONDA | 05.09.2012 | 0.0050995 | Submitted vide Distribution True-up petition for 2nd control Period as Annexure-I | Submitted vide Distribution True-up petition for 2nd control Period as Annexure-I
2495 | Est.to 1 No 15 KVA DTR at Enuguladori (V | NALGONDA | 24.08.2012 | 0.0028455 | Submitted vide Distribution True-up petition for 2nd control Period as Annexure-I | Submitted vide Distribution True-up petition for 2nd control Period as Annexure-I
2496 | Re-orientation63KVADTRSS15SVGudaloadcent | NALGONDA | 15.12.2012 | 0.0066075 | Submitted vide Distribution True-up petition for 2nd control Period as Annexure-I | Submitted vide Distribution True-up petition for 2nd control Period as Annexure-I
2497 | PagillaLaxmamma&3Nos.RamreddypallyMarrig | NALGONDA | 20.01.2013 | 0.016984 | Submitted vide Distribution True-up petition for 2nd control Period as Annexure-I | Submitted vide Distribution True-up petition for 2nd control Period as Annexure-I
2498 | E/s tosri D.Raghuram &3Nos others at CTP | NALGONDA | 09.02.2013 | 0.016181 | Submitted vide Distribution True-up petition for 2nd control Period as Annexure-I | Submitted vide Distribution True-up petition for 2nd control Period as Annexure-I
2499 | E/s tosri G.Ravinder Reddy&3nos others a | NALGONDA | 09.02.2013 | 0.016066 | Submitted vide Distribution True-up petition for 2nd control Period as Annexure-I | Submitted vide Distribution True-up petition for 2nd control Period as Annexure-I
2500 | E/s tosri M.Venkata Ramaiah&2nos others | NALGONDA | 09.02.2013 | 0.013352 | Submitted vide Distribution True-up petition for 2nd control Period as Annexure-I | Submitted vide Distribution True-up petition for 2nd control Period as Annexure-I
2501 | Estimate for E/S to 1No.15KW Non-Domesti | NALGONDA | 27.07.2012 | 0.011564 | Submitted vide Distribution True-up petition for 2nd control Period as Annexure-I | Submitted vide Distribution True-up petition for 2nd control Period as Annexure-I
2502 | E/s.to1No.3KW 1-ph Non Domestic load to | NALGONDA | 16.07.2012 | 0.0035016 | Submitted vide Distribution True-up petition for 2nd control Period as Annexure-I | Submitted vide Distribution True-up petition for 2nd control Period as Annexure-I
2503 | E/sto1No.1kw dom.load v.prakashatkanacha | NALGONDA | 12.07.2012 | 0.0031761 | Submitted vide Distribution True-up petition for 2nd control Period as Annexure-I | Submitted vide Distribution True-up petition for 2nd control Period as Annexure-I
2504 | E/s.toSri.B.Ravinder&3Nos.OtheratPajjurT | NALGONDA | 02.03.2013 | 0.018056 | Submitted vide Distribution True-up petition for 2nd control Period as Annexure-I | Submitted vide Distribution True-up petition for 2nd control Period as Annexure-I
2505 | 16KWNDBharathPetrolBunkMarriguda(V&M) | NALGONDA | 15.12.2012 | 0.0092269 | Submitted vide Distribution True-up petition for 2nd control Period as Annexure-I | Submitted vide Distribution True-up petition for 2nd control Period as Annexure-I
2506 | 10 KW Addl.Load to Sc.No.0113401010/Cat- | NALGONDA | 24.08.2012 | 0.0005952 | Submitted vide Distribution True-up petition for 2nd control Period as Annexure-I | Submitted vide Distribution True-up petition for 2nd control Period as Annexure-I
2507 | 33KV VCB at 33/11KV SS Kothaply Chandmpt | NALGONDA | 19.02.2013 | 0.05284 | Submitted vide Distribution True-up petition for 2nd control Period as Annexure-I | Submitted vide Distribution True-up petition for 2nd control Period as Annexure-I
2508 | E/sto1* 5HP load to .A.Sunitha at SUNKEN | NALGONDA | 21.11.2012 | 0.001505 | Submitted vide Distribution True-up petition for 2nd control Period as Annexure-I | Submitted vide Distribution True-up petition for 2nd control Period as Annexure-I
2509 | Erection1X100KVAAddl.DTRSS9DBPallyMarrig | NALGONDA | 20.01.2013 | 0.0048583 | Submitted vide Distribution True-up petition for 2nd control Period as Annexure-I | Submitted vide Distribution True-up petition for 2nd control Period as Annexure-I
2510 | HT-1 Addl-75KVA,M/s.SriLaxmiMRM(NLG-359) | NALGONDA | 23.01.2013 | 0.0031395 | Submitted vide Distribution True-up petition for 2nd control Period as Annexure-I | Submitted vide Distribution True-up petition for 2nd control Period as Annexure-I
2511 | Addl.100KVA DTR ON SS-5 at Bothapalem vi | NALGONDA | 27.08.2012 | 0.016637 | Submitted vide Distribution True-up petition for 2nd control Period as Annexure-I | Submitted vide Distribution True-up petition for 2nd control Period as Annexure-I
2512 | Re Orintion of 25Kva Dtr ,SS-2,Kacharam | NALGONDA | 20.01.2013 | 0.0052033 | Submitted vide Distribution True-up petition for 2nd control Period as Annexure-I | Submitted vide Distribution True-up petition for 2nd control Period as Annexure-I
2513 | E/s.toA.Yellaiah&3Nos.atIndloorinThippar | NALGONDA | 02.03.2013 | 0.018083 | Submitted vide Distribution True-up petition for 2nd control Period as Annexure-I | Submitted vide Distribution True-up petition for 2nd control Period as Annexure-I
2514 | Estimate for extension of supply to 1 No | NALGONDA | 30.03.2013 | 0.052764 | Submitted vide Distribution True-up petition for 2nd control Period as Annexure-I | Submitted vide Distribution True-up petition for 2nd control Period as Annexure-I
2515 | Ere.of 3x10KVA DTRs at Dandempally NLGR | NALGONDA | 21.11.2012 | 0.0012392 | Submitted vide Distribution True-up petition for 2nd control Period as Annexure-I | Submitted vide Distribution True-up petition for 2nd control Period as Annexure-I
2516 | Ere.of 3x10KVA DTRs at Dandempally NLGR | NALGONDA | 21.11.2012 | 0.0012392 | Submitted vide Distribution True-up petition for 2nd control Period as Annexure-I | Submitted vide Distribution True-up petition for 2nd control Period as Annexure-I
2517 | Ere.of 3x10KVA DTRs at Chandenapally NLG | NALGONDA | 21.11.2012 | 0.0012392 | Submitted vide Distribution True-up petition for 2nd control Period as Annexure-I | Submitted vide Distribution True-up petition for 2nd control Period as Annexure-I
2518 | Ere.of 3x10KVA DTRs at Chandenapally NLG | NALGONDA | 21.11.2012 | 0.0012392 | Submitted vide Distribution True-up petition for 2nd control Period as Annexure-I | Submitted vide Distribution True-up petition for 2nd control Period as Annexure-I
2519 | Ere.of 3x25KVA DTRs at Chandanapally NLG | NALGONDA | 21.11.2012 | 0.0012392 | Submitted vide Distribution True-up petition for 2nd control Period as Annexure-I | Submitted vide Distribution True-up petition for 2nd control Period as Annexure-I
2520 | E/s to 0.6 KM 11 KV Inter.line at Akkena | NALGONDA | 04.01.2013 | 0.014175 | Submitted vide Distribution True-up petition for 2nd control Period as Annexure-I | Submitted vide Distribution True-up petition for 2nd control Period as Annexure-I
2521 | Itham Krishnaiah &04 NOs at Goguvari gud | NALGONDA | 04.12.2012 | 0.021632 | Submitted vide Distribution True-up petition for 2nd control Period as Annexure-I | Submitted vide Distribution True-up petition for 2nd control Period as Annexure-I
2522 | DanavathHanuma&3Nos(20HP)Nandiphad,. | NALGONDA | 06.12.2012 | 0.018843 | Submitted vide Distribution True-up petition for 2nd control Period as Annexure-I | Submitted vide Distribution True-up petition for 2nd control Period as Annexure-I
2523 | Dongari Veeramallu &03 NOs at Goguvari g | NALGONDA | 04.12.2012 | 0.013599 | Submitted vide Distribution True-up petition for 2nd control Period as Annexure-I | Submitted vide Distribution True-up petition for 2nd control Period as Annexure-I
2524 | Nama Jhon &03 NOs at Goguvari gudem(V) | NALGONDA | 05.12.2012 | 0.019282 | Submitted vide Distribution True-up petition for 2nd control Period as Annexure-I | Submitted vide Distribution True-up petition for 2nd control Period as Annexure-I
2525 | E/stoS. Vema Reddy&2Nos at Dorepally 15H | NALGONDA | 28.08.2012 | 0.013433 | Submitted vide Distribution True-up petition for 2nd control Period as Annexure-I | Submitted vide Distribution True-up petition for 2nd control Period as Annexure-I
2526 | E/s.Marri Venkat Reddy&3Nos at Darveshpu | NALGONDA | 28.08.2012 | 0.01658 | Submitted vide Distribution True-up petition for 2nd control Period as Annexure-I | Submitted vide Distribution True-up petition for 2nd control Period as Annexure-I
2527 | E/s.toK.Mallesh&2Nos.atKhudhavanpur NLGR | NALGONDA | 31.12.2012 | 0.013775 | Submitted vide Distribution True-up petition for 2nd control Period as Annexure-I | Submitted vide Distribution True-up petition for 2nd control Period as Annexure-I
2528 | E/s to Smt. B. Muthamma & Alivelu, 10HP, | NALGONDA | 30.01.2013 | 0.013611 | Submitted vide Distribution True-up petition for 2nd control Period as Annexure-I | Submitted vide Distribution True-up petition for 2nd control Period as Annexure-I
2529 | Loading & Unloading ,transport of T<(>&< | NALGONDA | 21.02.2013 | 0.0089095 | Submitted vide Distribution True-up petition for 2nd control Period as Annexure-I | Submitted vide Distribution True-up petition for 2nd control Period as Annexure-I
2530 | M/s.Yadla.Dharma Reddy,55KW N/D.t Hanua | NALGONDA | 22.11.2012 | 0.017804 | Submitted vide Distribution True-up petition for 2nd control Period as Annexure-I | Submitted vide Distribution True-up petition for 2nd control Period as Annexure-I
2531 | E/s to Jatavath Balu S/o Thavu & 03 Nos. | NALGONDA | 23.11.2012 | 0.01624 | Submitted vide Distribution True-up petition for 2nd control Period as Annexure-I | Submitted vide Distribution True-up petition for 2nd control Period as Annexure-I
2532 | Erof 1x15KVADTR at J.V.GUDEM (V) | NALGONDA | 05.09.2012 | 0.0051085 | Submitted vide Distribution True-up petition for 2nd control Period as Annexure-I | Submitted vide Distribution True-up petition for 2nd control Period as Annexure-I
2533 | Re-orientation of 100KVA DTR Nandigudem | NALGONDA | 05.09.2012 | 0.0061726 | Submitted vide Distribution True-up petition for 2nd control Period as Annexure-I | Submitted vide Distribution True-up petition for 2nd control Period as Annexure-I
2534 | E/s5hp AGL Nalla.Lingaiah,Idikuda(v)Cha | NALGONDA | 05.03.2013 | 0.002175 | Submitted vide Distribution True-up petition for 2nd control Period as Annexure-I | Submitted vide Distribution True-up petition for 2nd control Period as Annexure-I
2535 | E/s.to20KWNDloadtoHindusthanPetrolumNLGR | NALGONDA | 23.11.2012 | 0.013759 | Submitted vide Distribution True-up petition for 2nd control Period as Annexure-I | Submitted vide Distribution True-up petition for 2nd control Period as Annexure-I
2536 | En of 100 KVA to 160 KVA DTR SS-165 MLG | NALGONDA | 27.03.2013 | 0.022297 | Submitted vide Distribution True-up petition for 2nd control Period as Annexure-I | Submitted vide Distribution True-up petition for 2nd control Period as Annexure-I
2537 | Ere.of 0.48KM 11KVinterlink lineNEW DAND | NALGONDA | 26.02.2013 | 0.016129 | Submitted vide Distribution True-up petition for 2nd control Period as Annexure-I | Submitted vide Distribution True-up petition for 2nd control Period as Annexure-I
2538 | B.Jyothi&4Nos.25HPGKAnnaramNLGRural | NALGONDA | 16.01.2013 | 0.026217 | Submitted vide Distribution True-up petition for 2nd control Period as Annexure-I | Submitted vide Distribution True-up petition for 2nd control Period as Annexure-I
2539 | E/sto2kwNDloadP.manipalreddyatpiitalagud | NALGONDA | 13.10.2012 | 0.0031383 | Submitted vide Distribution True-up petition for 2nd control Period as Annexure-I | Submitted vide Distribution True-up petition for 2nd control Period as Annexure-I
2540 | Estt.forconvertion of Line atSS-34Ghandh | NALGONDA | 19.03.2013 | 0.008011 | Submitted vide Distribution True-up petition for 2nd control Period as Annexure-I | Submitted vide Distribution True-up petition for 2nd control Period as Annexure-I
2541 | E/S to 1 No Feeder VCB to 33/11 KV SS Ra | NALGONDA | 23.11.2012 | 0.033876 | Submitted vide Distribution True-up petition for 2nd control Period as Annexure-I | Submitted vide Distribution True-up petition for 2nd control Period as Annexure-I
2542 | Esst for Addl.DTR on SS-27 Natraj talkie | NALGONDA | 25.02.2013 | 0.008149 | Submitted vide Distribution True-up petition for 2nd control Period as Annexure-I | Submitted vide Distribution True-up petition for 2nd control Period as Annexure-I
2543 | En of 100 KVA to 160 KVA DTR SS-67 MLG T | NALGONDA | 27.03.2013 | 0.021927 | Submitted vide Distribution True-up petition for 2nd control Period as Annexure-I | Submitted vide Distribution True-up petition for 2nd control Period as Annexure-I
2544 | Enh. from 100to160KVA UNDER SS 74 | NALGONDA | 15.09.2012 | 0.020726 | Submitted vide Distribution True-up petition for 2nd control Period as Annexure-I | Submitted vide Distribution True-up petition for 2nd control Period as Annexure-I
2545 | Enhancement of DTR capacity from 100 to | NALGONDA | 28.08.2012 | 0.020726 | Submitted vide Distribution True-up petition for 2nd control Period as Annexure-I | Submitted vide Distribution True-up petition for 2nd control Period as Annexure-I
2546 | 63KVA SS-3 SURARAM(v) | NALGONDA | 16.10.2012 | 0.013321 | Submitted vide Distribution True-up petition for 2nd control Period as Annexure-I | Submitted vide Distribution True-up petition for 2nd control Period as Annexure-I
2547 | 2*5HP Agl to K.Savitharamma Bogaram(V) | NALGONDA | 10.08.2012 | 0.0024934 | Submitted vide Distribution True-up petition for 2nd control Period as Annexure-I | Submitted vide Distribution True-up petition for 2nd control Period as Annexure-I
2548 | 3*5HP K.MADAVAREDY ESKILLA(v) | NALGONDA | 27.08.2012 | 0.0090643 | Submitted vide Distribution True-up petition for 2nd control Period as Annexure-I | Submitted vide Distribution True-up petition for 2nd control Period as Annexure-I
2549 | Estimate for E/s to 1No 3HP Power loom l | NALGONDA | 03.07.2012 | 0.00018352 | Submitted vide Distribution True-up petition for 2nd control Period as Annexure-I | Submitted vide Distribution True-up petition for 2nd control Period as Annexure-I
2550 | Estimate for E/s to 2No's 3HP Power loom | NALGONDA | 04.07.2012 | 0.00036704 | Submitted vide Distribution True-up petition for 2nd control Period as Annexure-I | Submitted vide Distribution True-up petition for 2nd control Period as Annexure-I
2551 | 3*3hp power loom Load Siripuram(V) | NALGONDA | 03.07.2012 | 0.00055055 | Submitted vide Distribution True-up petition for 2nd control Period as Annexure-I | Submitted vide Distribution True-up petition for 2nd control Period as Annexure-I
2552 | E/s to 1No 2KW N-D.j.rama rao uthatoor | NALGONDA | 09.07.2012 | 0.0029489 | Submitted vide Distribution True-up petition for 2nd control Period as Annexure-I | Submitted vide Distribution True-up petition for 2nd control Period as Annexure-I
2553 | E/s.toY.NArsiReddy&2Nos.atKhudhavanpur N | NALGONDA | 31.12.2012 | 0.013734 | Submitted vide Distribution True-up petition for 2nd control Period as Annexure-I | Submitted vide Distribution True-up petition for 2nd control Period as Annexure-I
2554 | E/s to 5 Nos 400 A Conv.AB Switches at I | NALGONDA | 04.09.2012 | 0.0096551 | Submitted vide Distribution True-up petition for 2nd control Period as Annexure-I | Submitted vide Distribution True-up petition for 2nd control Period as Annexure-I
2555 | E/S to Repl. of 4 Nos 400 A Conv.AB Swit | NALGONDA | 04.09.2012 | 0.0076187 | Submitted vide Distribution True-up petition for 2nd control Period as Annexure-I | Submitted vide Distribution True-up petition for 2nd control Period as Annexure-I
2556 | E/S to Repl. of 6 Nos 400 A Conv.AB Swit | NALGONDA | 28.08.2012 | 0.010712 | Submitted vide Distribution True-up petition for 2nd control Period as Annexure-I | Submitted vide Distribution True-up petition for 2nd control Period as Annexure-I
2557 | E/S to Repl. of 3 Nos 400 A Conv.AB Swit | NALGONDA | 28.08.2012 | 0.0056828 | Submitted vide Distribution True-up petition for 2nd control Period as Annexure-I | Submitted vide Distribution True-up petition for 2nd control Period as Annexure-I
2558 | E/S to Repl. of 4 Nos 400 A Conv.AB Swit | NALGONDA | 28.08.2012 | 0.0071584 | Submitted vide Distribution True-up petition for 2nd control Period as Annexure-I | Submitted vide Distribution True-up petition for 2nd control Period as Annexure-I
2559 | E/S to Repl. of 4 Nos 400 A Conv.AB Swit | NALGONDA | 28.08.2012 | 0.0071584 | Submitted vide Distribution True-up petition for 2nd control Period as Annexure-I | Submitted vide Distribution True-up petition for 2nd control Period as Annexure-I
2560 | E/S to Repl. of 3 Nos 400 A Conv.AB Swit | NALGONDA | 28.08.2012 | 0.0055412 | Submitted vide Distribution True-up petition for 2nd control Period as Annexure-I | Submitted vide Distribution True-up petition for 2nd control Period as Annexure-I
2561 | Re-orientation of 63KVA Lift DTR(Sc.No. | NALGONDA | 20.03.2013 | 0.0042652 | Submitted vide Distribution True-up petition for 2nd control Period as Annexure-I | Submitted vide Distribution True-up petition for 2nd control Period as Annexure-I
2562 | Re-orientation of 63KVA Lift DTR(Sc.No. | NALGONDA | 20.03.2013 | 0.0041364 | Submitted vide Distribution True-up petition for 2nd control Period as Annexure-I | Submitted vide Distribution True-up petition for 2nd control Period as Annexure-I
2563 | Re-orientation of 63KVA Lift DTR(Sc.No. | NALGONDA | 20.03.2013 | 0.0036593 | Submitted vide Distribution True-up petition for 2nd control Period as Annexure-I | Submitted vide Distribution True-up petition for 2nd control Period as Annexure-I
2564 | Re-orientation of 63KVA Lift DTR(Sc.No. | NALGONDA | 25.03.2013 | 0.0030491 | Submitted vide Distribution True-up petition for 2nd control Period as Annexure-I | Submitted vide Distribution True-up petition for 2nd control Period as Annexure-I
2565 | Re-orientation of 63KVA Lift DTR(Sc.No. | NALGONDA | 25.03.2013 | 0.0034312 | Submitted vide Distribution True-up petition for 2nd control Period as Annexure-I | Submitted vide Distribution True-up petition for 2nd control Period as Annexure-I
2566 | Re-routing of 11KV line at passing over | NALGONDA | 10.10.2012 | 0.014938 | Submitted vide Distribution True-up petition for 2nd control Period as Annexure-I | Submitted vide Distribution True-up petition for 2nd control Period as Annexure-I
2567 | Addl.25KVA DTR At A D Pally Vill | NALGONDA | 29.08.2012 | 0.018755 | Submitted vide Distribution True-up petition for 2nd control Period as Annexure-I | Submitted vide Distribution True-up petition for 2nd control Period as Annexure-I
2568 | E/s.to2KWNDLoadtoSahadevulu,Amlur,Gurram | NALGONDA | 13.10.2012 | 0.0030187 | Submitted vide Distribution True-up petition for 2nd control Period as Annexure-I | Submitted vide Distribution True-up petition for 2nd control Period as Annexure-I
2569 | Estt.forRepl.ofBrokenPolesatThipparthyS | NALGONDA | 24.07.2012 | 0.0029906 | Submitted vide Distribution True-up petition for 2nd control Period as Annexure-I | Submitted vide Distribution True-up petition for 2nd control Period as Annexure-I
2570 | Addl.25KVA DTR ON SS-04 Bothalapalem | NALGONDA | 31.01.2013 | 0.021151 | Submitted vide Distribution True-up petition for 2nd control Period as Annexure-I | Submitted vide Distribution True-up petition for 2nd control Period as Annexure-I
2571 | Re-orientation100kVADTRDBPallyLabour | NALGONDA | 14.12.2012 | 0.0040845 | Submitted vide Distribution True-up petition for 2nd control Period as Annexure-I | Submitted vide Distribution True-up petition for 2nd control Period as Annexure-I
2572 | E/sto10KWN/d load toM/s TheCoromandelSug | NALGONDA | 07.09.2012 | 0.021192 | Submitted vide Distribution True-up petition for 2nd control Period as Annexure-I | Submitted vide Distribution True-up petition for 2nd control Period as Annexure-I
2573 | Estimate for E/s to 1No HT-II Supply at | NALGONDA | 28.11.2012 | 0.037868 | Submitted vide Distribution True-up petition for 2nd control Period as Annexure-I | Submitted vide Distribution True-up petition for 2nd control Period as Annexure-I
2574 | Erec. of 1*100KVA AdDL.SS.VII AT CHOUTUP | NALGONDA | 26.11.2012 | 0.0011065 | Submitted vide Distribution True-up petition for 2nd control Period as Annexure-I | Submitted vide Distribution True-up petition for 2nd control Period as Annexure-I
2575 | E/s to Sai Ram Purified water Plant Siri | NALGONDA | 09.07.2012 | 0.00018352 | Submitted vide Distribution True-up petition for 2nd control Period as Annexure-I | Submitted vide Distribution True-up petition for 2nd control Period as Annexure-I
2576 | 3*3HP PowerLoom to Siripuram<(>&<)>Bogar | NALGONDA | 09.07.2012 | 0.00060561 | Submitted vide Distribution True-up petition for 2nd control Period as Annexure-I | Submitted vide Distribution True-up petition for 2nd control Period as Annexure-I
2577 | Enh. 100to160KVADTRSS99DeviHospital | NALGONDA | 17.01.2013 | 0.02166 | Submitted vide Distribution True-up petition for 2nd control Period as Annexure-I | Submitted vide Distribution True-up petition for 2nd control Period as Annexure-I
2578 | 15HPAGLToG.RamReddy&2No.GKAnnaram | NALGONDA | 20.11.2012 | 0.0096781 | Submitted vide Distribution True-up petition for 2nd control Period as Annexure-I | Submitted vide Distribution True-up petition for 2nd control Period as Annexure-I
2579 | Sri.G.Madhusudhan Reddy at Mushampally | NALGONDA | 17.09.2012 | 0.0012628 | Submitted vide Distribution True-up petition for 2nd control Period as Annexure-I | Submitted vide Distribution True-up petition for 2nd control Period as Annexure-I
2580 | Erection of 25KVA DTR SS- Borraipalem(V | NALGONDA | 26.11.2012 | 0.012655 | Submitted vide Distribution True-up petition for 2nd control Period as Annexure-I | Submitted vide Distribution True-up petition for 2nd control Period as Annexure-I
2581 | 7.5 Hp water works load at M.Yadavally( | NALGONDA | 31.10.2012 | 0.009274 | Submitted vide Distribution True-up petition for 2nd control Period as Annexure-I | Submitted vide Distribution True-up petition for 2nd control Period as Annexure-I
2582 | Erection1X25KVAAddl.DTRSSINRGudaMarrigud | NALGONDA | 14.12.2012 | 0.021986 | Submitted vide Distribution True-up petition for 2nd control Period as Annexure-I | Submitted vide Distribution True-up petition for 2nd control Period as Annexure-I
2583 | E/sto15HPSmt.G.Anasuya at Maseedgudem | NALGONDA | 02.03.2013 | 0.010654 | Submitted vide Distribution True-up petition for 2nd control Period as Annexure-I | Submitted vide Distribution True-up petition for 2nd control Period as Annexure-I
2584 | Erection of 1No Addl.25KVA DTR Under SS- | NALGONDA | 26.11.2012 | 0.0011037 | Submitted vide Distribution True-up petition for 2nd control Period as Annexure-I | Submitted vide Distribution True-up petition for 2nd control Period as Annexure-I
2585 | Erec.ofIntr.MediatePolesatVariousVillKGL | NALGONDA | 28.08.2012 | 0.0098388 | Submitted vide Distribution True-up petition for 2nd control Period as Annexure-I | Submitted vide Distribution True-up petition for 2nd control Period as Annexure-I
2586 | E/s toN.Anjaiah&4no's others at Chepur i | NALGONDA | 25.11.2012 | 0.019824 | Submitted vide Distribution True-up petition for 2nd control Period as Annexure-I | Submitted vide Distribution True-up petition for 2nd control Period as Annexure-I
2587 | JethavathDhasya1No.5HPVenkepallyMarrigud | NALGONDA | 13.12.2012 | 0.0014333 | Submitted vide Distribution True-up petition for 2nd control Period as Annexure-I | Submitted vide Distribution True-up petition for 2nd control Period as Annexure-I
2588 | Est.for Erection of 1No 100kva Addl.DTR | NALGONDA | 22.02.2013 | 0.026834 | Submitted vide Distribution True-up petition for 2nd control Period as Annexure-I | Submitted vide Distribution True-up petition for 2nd control Period as Annexure-I
2589 | E/s.toV.Anjaiah&3Nos.atAmloor(V)inG.Podu | NALGONDA | 20.01.2013 | 0.019314 | Submitted vide Distribution True-up petition for 2nd control Period as Annexure-I | Submitted vide Distribution True-up petition for 2nd control Period as Annexure-I
2590 | E/s.toK.Krishnamma&3Nos.atCh.SuraramTPT | NALGONDA | 26.12.2012 | 0.01898 | Submitted vide Distribution True-up petition for 2nd control Period as Annexure-I | Submitted vide Distribution True-up petition for 2nd control Period as Annexure-I
2591 | Estimate for Enhancement of load from 22 | NALGONDA | 30.11.2012 | 0.0094368 | Submitted vide Distribution True-up petition for 2nd control Period as Annexure-I | Submitted vide Distribution True-up petition for 2nd control Period as Annexure-I
2592 | E/s.to5HPAGLtoG.SanjeevReddyatBogaramRP | NALGONDA | 25.08.2012 | 0.0012427 | Submitted vide Distribution True-up petition for 2nd control Period as Annexure-I | Submitted vide Distribution True-up petition for 2nd control Period as Annexure-I
2593 | 3*5HPtoT.NarahariatMunipampula(V) | NALGONDA | 16.10.2012 | 0.010939 | Submitted vide Distribution True-up petition for 2nd control Period as Annexure-I | Submitted vide Distribution True-up petition for 2nd control Period as Annexure-I
2594 | 6*5HPtoch.BalreddyatMunipampula(V) | NALGONDA | 25.08.2012 | 0.0040836 | Submitted vide Distribution True-up petition for 2nd control Period as Annexure-I | Submitted vide Distribution True-up petition for 2nd control Period as Annexure-I
2595 | 63KVADTRSS-53KOMMAIGUDEM(V) | NALGONDA | 28.08.2012 | 0.0011037 | Submitted vide Distribution True-up petition for 2nd control Period as Annexure-I | Submitted vide Distribution True-up petition for 2nd control Period as Annexure-I
2596 | 25KVADTRSS-60 YELLANKI(V) | NALGONDA | 28.08.2012 | 0.0011002 | Submitted vide Distribution True-up petition for 2nd control Period as Annexure-I | Submitted vide Distribution True-up petition for 2nd control Period as Annexure-I
2597 | Sri.Doti Chandraiah S/O Pullaiah at Ponu | NALGONDA | 26.02.2013 | 0.016957 | Submitted vide Distribution True-up petition for 2nd control Period as Annexure-I | Submitted vide Distribution True-up petition for 2nd control Period as Annexure-I
2598 | E/S to Sri.Doti Lingaiah&3 Nosat R.C.PUR | NALGONDA | 22.12.2012 | 0.01387 | Submitted vide Distribution True-up petition for 2nd control Period as Annexure-I | Submitted vide Distribution True-up petition for 2nd control Period as Annexure-I
2599 | Smt.Uppunuthala Yadamma & 2 Nos at G.Che | NALGONDA | 04.12.2012 | 0.013808 | Submitted vide Distribution True-up petition for 2nd control Period as Annexure-I | Submitted vide Distribution True-up petition for 2nd control Period as Annexure-I
2600 | BatetiMuthaiah1No.5HPAgl.loadKondurMarri | NALGONDA | 20.01.2013 | 0.0015154 | Submitted vide Distribution True-up petition for 2nd control Period as Annexure-I | Submitted vide Distribution True-up petition for 2nd control Period as Annexure-I
2601 | ChilveruPadma1No.5HPSRGudaMarrigudaM | NALGONDA | 20.01.2013 | 0.0015478 | Submitted vide Distribution True-up petition for 2nd control Period as Annexure-I | Submitted vide Distribution True-up petition for 2nd control Period as Annexure-I
2602 | MudigondaYadaiah1No.5HPThandarpallyMGuda | NALGONDA | 20.01.2013 | 0.0015382 | Submitted vide Distribution True-up petition for 2nd control Period as Annexure-I | Submitted vide Distribution True-up petition for 2nd control Period as Annexure-I
2603 | VennemaneniPushpalatha5HPIndurtyMarrigud | NALGONDA | 20.01.2013 | 0.0015382 | Submitted vide Distribution True-up petition for 2nd control Period as Annexure-I | Submitted vide Distribution True-up petition for 2nd control Period as Annexure-I
2604 | RapoluLaxmamma1No.5HPIndurthyMarriguda | NALGONDA | 20.01.2013 | 0.0014582 | Submitted vide Distribution True-up petition for 2nd control Period as Annexure-I | Submitted vide Distribution True-up petition for 2nd control Period as Annexure-I
2605 | B.Anjaiah1No.5HPAgl.loadMCPuramMarriguda | NALGONDA | 20.01.2013 | 0.0014582 | Submitted vide Distribution True-up petition for 2nd control Period as Annexure-I | Submitted vide Distribution True-up petition for 2nd control Period as Annexure-I
2606 | 20KWNDloadIndraReddyFunctionNLGT-3 | NALGONDA | 27.08.2012 | 0.01451 | Submitted vide Distribution True-up petition for 2nd control Period as Annexure-I | Submitted vide Distribution True-up petition for 2nd control Period as Annexure-I
2607 | E/s20KWNDloadM/sBhagyalaxmiEnclaveCharlp | NALGONDA | 13.09.2012 | 0.035401 | Submitted vide Distribution True-up petition for 2nd control Period as Annexure-I | Submitted vide Distribution True-up petition for 2nd control Period as Annexure-I
2608 | E/sto5kwND loadD.SathaiahatMulkalapally\ | NALGONDA | 13.10.2012 | 0.0013407 | Submitted vide Distribution True-up petition for 2nd control Period as Annexure-I | Submitted vide Distribution True-up petition for 2nd control Period as Annexure-I
2609 | 30HPIndlLoadHeeraFruitCompanyDevarakonda | NALGONDA | 08.12.2012 | 0.034062 | Submitted vide Distribution True-up petition for 2nd control Period as Annexure-I | Submitted vide Distribution True-up petition for 2nd control Period as Annexure-I
2610 | E/s.toJ.ChandraRedd&2Nos.at Velugupally | NALGONDA | 11.01.2013 | 0.011235 | Submitted vide Distribution True-up petition for 2nd control Period as Annexure-I | Submitted vide Distribution True-up petition for 2nd control Period as Annexure-I
2611 | E/s.to15HPAGL A.KANAKAIH at ANANTHRAM | NALGONDA | 18.09.2012 | 0.0042519 | Submitted vide Distribution True-up petition for 2nd control Period as Annexure-I | Submitted vide Distribution True-up petition for 2nd control Period as Annexure-I
2612 | E/s.to15HPAGL A.ANJAIHA at Anantharam(V) | NALGONDA | 20.09.2012 | 0.0044803 | Submitted vide Distribution True-up petition for 2nd control Period as Annexure-I | Submitted vide Distribution True-up petition for 2nd control Period as Annexure-I
2613 | Sri.Moddu Venkat Reddy & 2 Nos at Mandra | NALGONDA | 04.01.2013 | 0.015078 | Submitted vide Distribution True-up petition for 2nd control Period as Annexure-I | Submitted vide Distribution True-up petition for 2nd control Period as Annexure-I
2614 | Erection of LT AB Cable on new poles (S | NALGONDA | 25.12.2012 | 0.45977 | Submitted vide Distribution True-up petition for 2nd control Period as Annexure-I | Submitted vide Distribution True-up petition for 2nd control Period as Annexure-I
2615 | HVDS-Phase-I Erection of LT AB Cable on | NALGONDA | 13.09.2012 | 0.10149 | Submitted vide Distribution True-up petition for 2nd control Period as Annexure-I | Submitted vide Distribution True-up petition for 2nd control Period as Annexure-I
2616 | P/o addl earthings in MLG TII Section. | NALGONDA | 06.08.2012 | 0.0049963 | Submitted vide Distribution True-up petition for 2nd control Period as Annexure-I | Submitted vide Distribution True-up petition for 2nd control Period as Annexure-I
2617 | P/o addl earthings in MLG TII Section. | NALGONDA | 06.08.2012 | 0.0049963 | Submitted vide Distribution True-up petition for 2nd control Period as Annexure-I | Submitted vide Distribution True-up petition for 2nd control Period as Annexure-I
2618 | E/sto1No Kw Nd loadto SureshRajDairy | NALGONDA | 08.12.2012 | 0.0026072 | Submitted vide Distribution True-up petition for 2nd control Period as Annexure-I | Submitted vide Distribution True-up petition for 2nd control Period as Annexure-I
2619 | E/s to 1 No.1KW domestic loadto Sri.Pich | NALGONDA | 05.12.2012 | 0.002624 | Submitted vide Distribution True-up petition for 2nd control Period as Annexure-I | Submitted vide Distribution True-up petition for 2nd control Period as Annexure-I
2620 | Nidsinametla Saidulu&03 Nos at Dondavari | NALGONDA | 04.12.2012 | 0.019347 | Submitted vide Distribution True-up petition for 2nd control Period as Annexure-I | Submitted vide Distribution True-up petition for 2nd control Period as Annexure-I
2621 | Addl.25KVA DTR ON SS-05 AD Plally Vill | NALGONDA | 18.03.2013 | 0.023232 | Submitted vide Distribution True-up petition for 2nd control Period as Annexure-I | Submitted vide Distribution True-up petition for 2nd control Period as Annexure-I
2622 | Addl.25KVA DTR ON SS-03 K J R Colony vil | NALGONDA | 11.02.2013 | 0.018138 | Submitted vide Distribution True-up petition for 2nd control Period as Annexure-I | Submitted vide Distribution True-up petition for 2nd control Period as Annexure-I
2623 | Addl.25KVA DTR ON SS-02 at Bothalapalem | NALGONDA | 13.02.2013 | 0.01964 | Submitted vide Distribution True-up petition for 2nd control Period as Annexure-I | Submitted vide Distribution True-up petition for 2nd control Period as Annexure-I
2624 | Estimate for E/S to 1No.55KW Non-Domesti | NALGONDA | 27.08.2012 | 0.018274 | Submitted vide Distribution True-up petition for 2nd control Period as Annexure-I | Submitted vide Distribution True-up petition for 2nd control Period as Annexure-I
2625 | Kuntigorla Yadagiri 03 Nos at IYLAPURAM( | NALGONDA | 04.12.2012 | 0.01552 | Submitted vide Distribution True-up petition for 2nd control Period as Annexure-I | Submitted vide Distribution True-up petition for 2nd control Period as Annexure-I
2626 | Erection 1No.63KVA Addl.DTR SS.X Anumula | NALGONDA | 25.03.2013 | 0.018217 | Submitted vide Distribution True-up petition for 2nd control Period as Annexure-I | Submitted vide Distribution True-up petition for 2nd control Period as Annexure-I
2627 | Erection 100KVA DTR SS-II Thutipet (T) | NALGONDA | 25.03.2013 | 0.025487 | Submitted vide Distribution True-up petition for 2nd control Period as Annexure-I | Submitted vide Distribution True-up petition for 2nd control Period as Annexure-I
2628 | E/s to5kw Nds load to M.A.Rasheed at lak | NALGONDA | 15.03.2013 | 0.00055738 | Submitted vide Distribution True-up petition for 2nd control Period as Annexure-I | Submitted vide Distribution True-up petition for 2nd control Period as Annexure-I
2629 | Estimate for E/s to 1No 5kw Non-Domesric | NALGONDA | 07.08.2012 | 0.00020187 | Submitted vide Distribution True-up petition for 2nd control Period as Annexure-I | Submitted vide Distribution True-up petition for 2nd control Period as Annexure-I
2630 | E/s to 1NO 5KW Domestic load of P.Kalamm | NALGONDA | 07.08.2012 | 0.00020187 | Submitted vide Distribution True-up petition for 2nd control Period as Annexure-I | Submitted vide Distribution True-up petition for 2nd control Period as Annexure-I
2631 | E/s to 5kw Domestic load to Sri.G.asaiah | NALGONDA | 07.08.2012 | 0.00020187 | Submitted vide Distribution True-up petition for 2nd control Period as Annexure-I | Submitted vide Distribution True-up petition for 2nd control Period as Annexure-I
2632 | Estimate for E/s to 1No 5HP Industrial l | NALGONDA | 15.03.2013 | 0.0007423 | Submitted vide Distribution True-up petition for 2nd control Period as Annexure-I | Submitted vide Distribution True-up petition for 2nd control Period as Annexure-I
2633 | E/s to 1No 5kw Non-Domestic load to Sri. | NALGONDA | 07.08.2012 | 0.00020187 | Submitted vide Distribution True-up petition for 2nd control Period as Annexure-I | Submitted vide Distribution True-up petition for 2nd control Period as Annexure-I
2634 | E/s to 2No's each 5kw Domestic and Non-D | NALGONDA | 07.08.2012 | 0.00040374 | Submitted vide Distribution True-up petition for 2nd control Period as Annexure-I | Submitted vide Distribution True-up petition for 2nd control Period as Annexure-I
2635 | E/s to 2No's each 5kw Domestic load to s | NALGONDA | 07.08.2012 | 0.00040374 | Submitted vide Distribution True-up petition for 2nd control Period as Annexure-I | Submitted vide Distribution True-up petition for 2nd control Period as Annexure-I
2636 | Estimate for E/s to 1No 5KW Domestic loa | NALGONDA | 07.08.2012 | 0.00020187 | Submitted vide Distribution True-up petition for 2nd control Period as Annexure-I | Submitted vide Distribution True-up petition for 2nd control Period as Annexure-I
2637 | Estimate for E/s to 1No 5HP Industrial l | NALGONDA | 07.08.2012 | 0.00020187 | Submitted vide Distribution True-up petition for 2nd control Period as Annexure-I | Submitted vide Distribution True-up petition for 2nd control Period as Annexure-I
2638 | E/o0.2KM LT line at N G collage. | NALGONDA | 04.08.2012 | 0.0034717 | Submitted vide Distribution True-up petition for 2nd control Period as Annexure-I | Submitted vide Distribution True-up petition for 2nd control Period as Annexure-I
2639 | E/s.to25KWNDLtoM/s.BharathPetrolum Lease | NALGONDA | 04.10.2012 | 0.0090715 | Submitted vide Distribution True-up petition for 2nd control Period as Annexure-I | Submitted vide Distribution True-up petition for 2nd control Period as Annexure-I
2640 | Er 10 Nos 9.1 Mts at various MLG T-2. | NALGONDA | 17.08.2012 | 0.0087743 | Submitted vide Distribution True-up petition for 2nd control Period as Annexure-I | Submitted vide Distribution True-up petition for 2nd control Period as Annexure-I
2641 | Er of 12 Nos intermediate poles MLGT-II. | NALGONDA | 04.08.2012 | 0.0059712 | Submitted vide Distribution True-up petition for 2nd control Period as Annexure-I | Submitted vide Distribution True-up petition for 2nd control Period as Annexure-I
2642 | D.Mangamma &3Nos Bothalapalem | NALGONDA | 11.02.2013 | 0.02037 | Submitted vide Distribution True-up petition for 2nd control Period as Annexure-I | Submitted vide Distribution True-up petition for 2nd control Period as Annexure-I
2643 | Chinthakuntla Yashoda&2Nos(15HP)Kannekal | NALGONDA | 10.02.2013 | 0.013603 | Submitted vide Distribution True-up petition for 2nd control Period as Annexure-I | Submitted vide Distribution True-up petition for 2nd control Period as Annexure-I
2644 | Erection of 25KVA DTR SS-INarammagudem | NALGONDA | 10.02.2013 | 0.019481 | Submitted vide Distribution True-up petition for 2nd control Period as Annexure-I | Submitted vide Distribution True-up petition for 2nd control Period as Annexure-I
2645 | E/s to 20KW load(Cat-VII)GOVTmodelschool | NALGONDA | 18.03.2013 | 0.030095 | Submitted vide Distribution True-up petition for 2nd control Period as Annexure-I | Submitted vide Distribution True-up petition for 2nd control Period as Annexure-I
2646 | E/s to Sri.K.Venkat Reddy and 2Nos Other | NALGONDA | 25.03.2013 | 0.014645 | Submitted vide Distribution True-up petition for 2nd control Period as Annexure-I | Submitted vide Distribution True-up petition for 2nd control Period as Annexure-I
2647 | E/s to Sri.M.Srinu and 3Nos (20HP) AGL | NALGONDA | 25.03.2013 | 0.020156 | Submitted vide Distribution True-up petition for 2nd control Period as Annexure-I | Submitted vide Distribution True-up petition for 2nd control Period as Annexure-I
2648 | E/s to Sri.D.Radha Krishna S/o.Kashaiah | NALGONDA | 19.01.2013 | 0.0015399 | Submitted vide Distribution True-up petition for 2nd control Period as Annexure-I | Submitted vide Distribution True-up petition for 2nd control Period as Annexure-I
2649 | E/S to1No.49HPIndl.M.S.H bleaching work | NALGONDA | 25.08.2012 | 0.019601 | Submitted vide Distribution True-up petition for 2nd control Period as Annexure-I | Submitted vide Distribution True-up petition for 2nd control Period as Annexure-I
2650 | Estimate fro E/S to 53KW Domestic loads | NALGONDA | 25.08.2012 | 0.022564 | Submitted vide Distribution True-up petition for 2nd control Period as Annexure-I | Submitted vide Distribution True-up petition for 2nd control Period as Annexure-I
2651 | E/sto1No.5HPAgl.load to P.Satyanarayana | NALGONDA | 25.08.2012 | 0.0013851 | Submitted vide Distribution True-up petition for 2nd control Period as Annexure-I | Submitted vide Distribution True-up petition for 2nd control Period as Annexure-I
2652 | Erection10Nos. Intermediate polesHaliya | NALGONDA | 25.03.2013 | 0.0063847 | Submitted vide Distribution True-up petition for 2nd control Period as Annexure-I | Submitted vide Distribution True-up petition for 2nd control Period as Annexure-I
2653 | Erection12Nos. Intermediate polesHaliya | NALGONDA | 25.03.2013 | 0.0072544 | Submitted vide Distribution True-up petition for 2nd control Period as Annexure-I | Submitted vide Distribution True-up petition for 2nd control Period as Annexure-I
2654 | 11 KV Koratikal feeder. | NALGONDA | 25.12.2012 | 0.12031 | Submitted vide Distribution True-up petition for 2nd control Period as Annexure-I | Submitted vide Distribution True-up petition for 2nd control Period as Annexure-I
2655 | Erection14Nos. Intermediate polesHaliya | NALGONDA | 25.03.2013 | 0.0077103 | Submitted vide Distribution True-up petition for 2nd control Period as Annexure-I | Submitted vide Distribution True-up petition for 2nd control Period as Annexure-I
2656 | Erection of 11Nos I/P on Molkacherla fee | NALGONDA | 15.03.2013 | 0.007699 | Submitted vide Distribution True-up petition for 2nd control Period as Annexure-I | Submitted vide Distribution True-up petition for 2nd control Period as Annexure-I
2657 | Er of 12Nos I/P on Balempally feeder. | NALGONDA | 15.03.2013 | 0.007976 | Submitted vide Distribution True-up petition for 2nd control Period as Annexure-I | Submitted vide Distribution True-up petition for 2nd control Period as Annexure-I
2658 | Re orientation of 1x15 DTR Bandavath th | NALGONDA | 13.02.2013 | 0.0035304 | Submitted vide Distribution True-up petition for 2nd control Period as Annexure-I | Submitted vide Distribution True-up petition for 2nd control Period as Annexure-I
2659 | Addl.25KVA DTR ON SS-03 Keshavapuram Vil | NALGONDA | 11.02.2013 | 0.019879 | Submitted vide Distribution True-up petition for 2nd control Period as Annexure-I | Submitted vide Distribution True-up petition for 2nd control Period as Annexure-I
2660 | E/s to Sri Ramavath Vachya S/o lalya &02 | NALGONDA | 30.01.2013 | 0.013274 | Submitted vide Distribution True-up petition for 2nd control Period as Annexure-I | Submitted vide Distribution True-up petition for 2nd control Period as Annexure-I
2661 | 1x25KVA DTR SS-3 Settipalem (V)in | NALGONDA | 17.02.2013 | 0.015006 | Submitted vide Distribution True-up petition for 2nd control Period as Annexure-I | Submitted vide Distribution True-up petition for 2nd control Period as Annexure-I
2662 | 1x25KVA DTR SS-6 A.R. Gudem(V)in | NALGONDA | 20.02.2013 | 0.015655 | Submitted vide Distribution True-up petition for 2nd control Period as Annexure-I | Submitted vide Distribution True-up petition for 2nd control Period as Annexure-I
2663 | 1x25KVA DTR SS-4 T.R. gudem(V)in | NALGONDA | 17.02.2013 | 0.017188 | Submitted vide Distribution True-up petition for 2nd control Period as Annexure-I | Submitted vide Distribution True-up petition for 2nd control Period as Annexure-I
2664 | 2x25KVA DTR SS-10Chirumarthy(V)in | NALGONDA | 22.02.2013 | 0.028321 | Submitted vide Distribution True-up petition for 2nd control Period as Annexure-I | Submitted vide Distribution True-up petition for 2nd control Period as Annexure-I
2665 | 1x25KVA DTR SS-5 A.R.Gudem(V)in | NALGONDA | 20.02.2013 | 0.024194 | Submitted vide Distribution True-up petition for 2nd control Period as Annexure-I | Submitted vide Distribution True-up petition for 2nd control Period as Annexure-I
2666 | 1x25KVA DTR SS-06 Buggabaigudem(V)in | NALGONDA | 17.02.2013 | 0.020651 | Submitted vide Distribution True-up petition for 2nd control Period as Annexure-I | Submitted vide Distribution True-up petition for 2nd control Period as Annexure-I
2667 | 1x25KVA SS-06 Vemulapally | NALGONDA | 17.02.2013 | 0.018579 | Submitted vide Distribution True-up petition for 2nd control Period as Annexure-I | Submitted vide Distribution True-up petition for 2nd control Period as Annexure-I
2668 | 1x25KVA DTR SS-05 Vemulapally(V)in | NALGONDA | 17.02.2013 | 0.017906 | Submitted vide Distribution True-up petition for 2nd control Period as Annexure-I | Submitted vide Distribution True-up petition for 2nd control Period as Annexure-I
2669 | Addl.25KVA DTR ON SS-02 Allagadapa | NALGONDA | 18.03.2013 | 0.022369 | Submitted vide Distribution True-up petition for 2nd control Period as Annexure-I | Submitted vide Distribution True-up petition for 2nd control Period as Annexure-I
2670 | Mynampati Manjula&2Nos(15HP)G.K.Palem (V | NALGONDA | 19.03.2013 | 0.014007 | Submitted vide Distribution True-up petition for 2nd control Period as Annexure-I | Submitted vide Distribution True-up petition for 2nd control Period as Annexure-I
2671 | E/s to Sri Jatavath Bujji & 02 Nos other | NALGONDA | 31.01.2013 | 0.013758 | Submitted vide Distribution True-up petition for 2nd control Period as Annexure-I | Submitted vide Distribution True-up petition for 2nd control Period as Annexure-I
2672 | Veeramachineni Harikrishna 3 NOs at THUN | NALGONDA | 04.12.2012 | 0.017744 | Submitted vide Distribution True-up petition for 2nd control Period as Annexure-I | Submitted vide Distribution True-up petition for 2nd control Period as Annexure-I
2673 | Estimate for replacement of 9 NoÆs 400 | NALGONDA | 23.08.2012 | 0.01709 | Submitted vide Distribution True-up petition for 2nd control Period as Annexure-I | Submitted vide Distribution True-up petition for 2nd control Period as Annexure-I
2674 | Sri.Ravulapati Lingaiah (or)R.Kanakamm | NALGONDA | 30.01.2013 | 0.0026137 | Submitted vide Distribution True-up petition for 2nd control Period as Annexure-I | Submitted vide Distribution True-up petition for 2nd control Period as Annexure-I
2675 | Supply & Spreading of Gravel at B.N.Than | NALGONDA | 02.10.2012 | 0.0077064 | Submitted vide Distribution True-up petition for 2nd control Period as Annexure-I | Submitted vide Distribution True-up petition for 2nd control Period as Annexure-I
2676 | Estt.forEr.of40Nos.Int.PolesatChityalaSe | NALGONDA | 15.03.2013 | 0.014956 | Submitted vide Distribution True-up petition for 2nd control Period as Annexure-I | Submitted vide Distribution True-up petition for 2nd control Period as Annexure-I
2677 | Estt.forEr.of40Nos.Int.PolesatChityalaSe | NALGONDA | 16.03.2013 | 0.014585 | Submitted vide Distribution True-up petition for 2nd control Period as Annexure-I | Submitted vide Distribution True-up petition for 2nd control Period as Annexure-I
2678 | Estimate to 40No's Broken poles at | NALGONDA | 21.09.2012 | 0.01113 | Submitted vide Distribution True-up petition for 2nd control Period as Annexure-I | Submitted vide Distribution True-up petition for 2nd control Period as Annexure-I
2679 | Erection of 100KVA DTR SS-XI Hazarugudem | NALGONDA | 25.03.2013 | 0.026492 | Submitted vide Distribution True-up petition for 2nd control Period as Annexure-I | Submitted vide Distribution True-up petition for 2nd control Period as Annexure-I
2680 | 1x25KVA DTR SS-03 Balagi Nagar. | NALGONDA | 20.03.2013 | 0.018713 | Submitted vide Distribution True-up petition for 2nd control Period as Annexure-I | Submitted vide Distribution True-up petition for 2nd control Period as Annexure-I
2681 | Pandla Saidulu&2Nos(15HP)N.K.V.Gudem | NALGONDA | 09.02.2013 | 0.01006 | Submitted vide Distribution True-up petition for 2nd control Period as Annexure-I | Submitted vide Distribution True-up petition for 2nd control Period as Annexure-I
2682 | 1No.2KW Cat-II toP.Saidulu atN.S.Poor (V | NALGONDA | 23.11.2012 | 0.0043235 | Submitted vide Distribution True-up petition for 2nd control Period as Annexure-I | Submitted vide Distribution True-up petition for 2nd control Period as Annexure-I
2683 | Estt.forAddl.Earthingat33/11KVSSCherkupe | NALGONDA | 15.11.2012 | 0.0054654 | Submitted vide Distribution True-up petition for 2nd control Period as Annexure-I | Submitted vide Distribution True-up petition for 2nd control Period as Annexure-I
2684 | Estt.for1/1Arra.at33/11KVSSinCherkupallr | NALGONDA | 15.11.2012 | 0.0044927 | Submitted vide Distribution True-up petition for 2nd control Period as Annexure-I | Submitted vide Distribution True-up petition for 2nd control Period as Annexure-I
2685 | Estt.forRecn.ofEarthwith75x8mmFatCherkup | NALGONDA | 15.11.2012 | 0.0031295 | Submitted vide Distribution True-up petition for 2nd control Period as Annexure-I | Submitted vide Distribution True-up petition for 2nd control Period as Annexure-I
2686 | Repl.of11KVABSwitchsat33/11KVSSCherkupal | NALGONDA | 15.11.2012 | 0.011944 | Submitted vide Distribution True-up petition for 2nd control Period as Annexure-I | Submitted vide Distribution True-up petition for 2nd control Period as Annexure-I
2687 | E/s1-ph2KW Cat-II to D.Narsimhreddy | NALGONDA | 23.11.2012 | 0.0037348 | Submitted vide Distribution True-up petition for 2nd control Period as Annexure-I | Submitted vide Distribution True-up petition for 2nd control Period as Annexure-I
2688 | E/s.toB.Ramesh5HP IJP Cholledu | NALGONDA | 01.03.2013 | 0.0046229 | Submitted vide Distribution True-up petition for 2nd control Period as Annexure-I | Submitted vide Distribution True-up petition for 2nd control Period as Annexure-I
2689 | R.Ramulu 5 HP UNDER IJP AT CHOLLEDU(v) | NALGONDA | 01.03.2013 | 0.012842 | Submitted vide Distribution True-up petition for 2nd control Period as Annexure-I | Submitted vide Distribution True-up petition for 2nd control Period as Annexure-I
2690 | VANTEPAKA.ACHAIAH5HP UNDER IJP KALWALPAL | NALGONDA | 01.03.2013 | 0.0011019 | Submitted vide Distribution True-up petition for 2nd control Period as Annexure-I | Submitted vide Distribution True-up petition for 2nd control Period as Annexure-I
2691 | ontepaka sarojamma 5HP IJP Kalvalapally | NALGONDA | 01.03.2013 | 0.0021302 | Submitted vide Distribution True-up petition for 2nd control Period as Annexure-I | Submitted vide Distribution True-up petition for 2nd control Period as Annexure-I
2692 | E/s.toB.Maraiah5HPINDIRAJALAPRABHACholle | NALGONDA | 01.03.2013 | 0.026421 | Submitted vide Distribution True-up petition for 2nd control Period as Annexure-I | Submitted vide Distribution True-up petition for 2nd control Period as Annexure-I
2693 | E/stoB.Ramulu,B.Mogilaiah IJP Cholledu | NALGONDA | 01.03.2013 | 0.022657 | Submitted vide Distribution True-up petition for 2nd control Period as Annexure-I | Submitted vide Distribution True-up petition for 2nd control Period as Annexure-I
2694 | Erecof1*100KvaunderSS4/stadium inT-I | NALGONDA | 21.03.2013 | 0.020121 | Submitted vide Distribution True-up petition for 2nd control Period as Annexure-I | Submitted vide Distribution True-up petition for 2nd control Period as Annexure-I
2695 | Est addl100KVA DTR SS-61Golagudem | NALGONDA | 19.03.2013 | 0.02143 | Submitted vide Distribution True-up petition for 2nd control Period as Annexure-I | Submitted vide Distribution True-up petition for 2nd control Period as Annexure-I
2696 | E/s.toB.Ramulu,B.MuthaiahIJP10HPCholled | NALGONDA | 01.03.2013 | 0.030914 | Submitted vide Distribution True-up petition for 2nd control Period as Annexure-I | Submitted vide Distribution True-up petition for 2nd control Period as Annexure-I
2697 | E/s to 13 KW Non-Domload to M/s SVAKRM L | NALGONDA | 28.01.2013 | 0.045435 | Submitted vide Distribution True-up petition for 2nd control Period as Annexure-I | Submitted vide Distribution True-up petition for 2nd control Period as Annexure-I
2698 | E/s2Kw ND load T.Venkanna s/o Lakshmaiah | NALGONDA | 19.02.2013 | 0.0075078 | Submitted vide Distribution True-up petition for 2nd control Period as Annexure-I | Submitted vide Distribution True-up petition for 2nd control Period as Annexure-I
2699 | E/S 20HPload to N.Ramesh at kondapuram | NALGONDA | 28.02.2013 | 0.017416 | Submitted vide Distribution True-up petition for 2nd control Period as Annexure-I | Submitted vide Distribution True-up petition for 2nd control Period as Annexure-I
2700 | Est addl100KVA DTR SS-35 KrantinagrNLGT1 | NALGONDA | 25.02.2013 | 0.01788 | Submitted vide Distribution True-up petition for 2nd control Period as Annexure-I | Submitted vide Distribution True-up petition for 2nd control Period as Annexure-I
2701 | Est Construction of PlinthSS-4inITI Clg | NALGONDA | 07.09.2012 | 0.0012921 | Submitted vide Distribution True-up petition for 2nd control Period as Annexure-I | Submitted vide Distribution True-up petition for 2nd control Period as Annexure-I
2702 | E/sto3KWCat-IItoE.ParvatahmmaatDorepally | NALGONDA | 22.11.2012 | 0.0033992 | Submitted vide Distribution True-up petition for 2nd control Period as Annexure-I | Submitted vide Distribution True-up petition for 2nd control Period as Annexure-I
2703 | Ere.of CTPT to Bhavani Eng M.YEDAVELLY | NALGONDA | 21.01.2013 | 0.0039089 | Submitted vide Distribution True-up petition for 2nd control Period as Annexure-I | Submitted vide Distribution True-up petition for 2nd control Period as Annexure-I
2704 | EreI/Poles SS-1, 33 & SS-97 MLG T-Isecti | NALGONDA | 26.03.2013 | 0.0088504 | Submitted vide Distribution True-up petition for 2nd control Period as Annexure-I | Submitted vide Distribution True-up petition for 2nd control Period as Annexure-I
2705 | E/s.toS.Bixamaiah&2Nos.atG.K.AnnaramNLGR | NALGONDA | 28.02.2013 | 0.01308 | Submitted vide Distribution True-up petition for 2nd control Period as Annexure-I | Submitted vide Distribution True-up petition for 2nd control Period as Annexure-I
2706 | 1KW N-D.Loadto P.Jangareddy atVeliminedu | NALGONDA | 28.11.2012 | 0.00078827 | Submitted vide Distribution True-up petition for 2nd control Period as Annexure-I | Submitted vide Distribution True-up petition for 2nd control Period as Annexure-I
2707 | E/S to39KW Dom.loadCh.D.N.Y.Prasad Amuly | NALGONDA | 29.01.2013 | 0.015873 | Submitted vide Distribution True-up petition for 2nd control Period as Annexure-I | Submitted vide Distribution True-up petition for 2nd control Period as Annexure-I
2708 | ES to 10KW ND Load to INDUS TOWERS at Pu | NALGONDA | 19.02.2013 | 0.013724 | Submitted vide Distribution True-up petition for 2nd control Period as Annexure-I | Submitted vide Distribution True-up petition for 2nd control Period as Annexure-I
2709 | E/sto Sri Md.Anvaru and1No other each 5h | NALGONDA | 08.02.2013 | 0.0030929 | Submitted vide Distribution True-up petition for 2nd control Period as Annexure-I | Submitted vide Distribution True-up petition for 2nd control Period as Annexure-I
2710 | E/sto Sri kometireddy Jaipalreddy and 1n | NALGONDA | 08.02.2013 | 0.0027918 | Submitted vide Distribution True-up petition for 2nd control Period as Annexure-I | Submitted vide Distribution True-up petition for 2nd control Period as Annexure-I
2711 | E/sto Sri K.Saiprasad and 2nos others at | NALGONDA | 09.02.2013 | 0.004722 | Submitted vide Distribution True-up petition for 2nd control Period as Annexure-I | Submitted vide Distribution True-up petition for 2nd control Period as Annexure-I
2712 | E/s to 3KW NDLoadtoGMR at VELIMENEDU | NALGONDA | 12.02.2013 | 0.0067964 | Submitted vide Distribution True-up petition for 2nd control Period as Annexure-I | Submitted vide Distribution True-up petition for 2nd control Period as Annexure-I
2713 | E/s to5KW N.D LoadtoGMRatPEDDAKAPARTHY | NALGONDA | 12.02.2013 | 0.011954 | Submitted vide Distribution True-up petition for 2nd control Period as Annexure-I | Submitted vide Distribution True-up petition for 2nd control Period as Annexure-I
2714 | Estimate for E/s. to 1No 54KW Non-Domest | NALGONDA | 12.02.2013 | 0.015524 | Submitted vide Distribution True-up petition for 2nd control Period as Annexure-I | Submitted vide Distribution True-up petition for 2nd control Period as Annexure-I
2715 | Estimate for E/s. to 1No 54KW Non-Domest | NALGONDA | 12.02.2013 | 0.015524 | Submitted vide Distribution True-up petition for 2nd control Period as Annexure-I | Submitted vide Distribution True-up petition for 2nd control Period as Annexure-I
2716 | Estimate for E/s to 1No 54kw Non-Domesti | NALGONDA | 12.02.2013 | 0.015524 | Submitted vide Distribution True-up petition for 2nd control Period as Annexure-I | Submitted vide Distribution True-up petition for 2nd control Period as Annexure-I
2717 | Prov.of Rolling shutter ERO Nakrekal. | NALGONDA | 02.10.2012 | 0.0083368 | Submitted vide Distribution True-up petition for 2nd control Period as Annexure-I | Submitted vide Distribution True-up petition for 2nd control Period as Annexure-I
2718 | Prov.of Borewell to ERO, Nakrekal. | NALGONDA | 02.10.2012 | 0.0058949 | Submitted vide Distribution True-up petition for 2nd control Period as Annexure-I | Submitted vide Distribution True-up petition for 2nd control Period as Annexure-I
2719 | Supply & Spreading of Gravel at Palivela | NALGONDA | 02.10.2012 | 0.0092784 | Submitted vide Distribution True-up petition for 2nd control Period as Annexure-I | Submitted vide Distribution True-up petition for 2nd control Period as Annexure-I
2720 | E/S to M/s Sai Durga constructions at Ch | NALGONDA | 21.02.2013 | 0.075957 | Submitted vide Distribution True-up petition for 2nd control Period as Annexure-I | Submitted vide Distribution True-up petition for 2nd control Period as Annexure-I
2721 | Erection of 25KVADTR SS-IX Ravulapenta | NALGONDA | 21.02.2013 | 0.018962 | Submitted vide Distribution True-up petition for 2nd control Period as Annexure-I | Submitted vide Distribution True-up petition for 2nd control Period as Annexure-I
2722 | 25 Nos Damaged poles in Kanagal section | NALGONDA | 31.10.2012 | 0.0074378 | Submitted vide Distribution True-up petition for 2nd control Period as Annexure-I | Submitted vide Distribution True-up petition for 2nd control Period as Annexure-I
2723 | E/s to 5HP E.BABA at Narsapoor Vill IJP | NALGONDA | 20.03.2013 | 0.018991 | Submitted vide Distribution True-up petition for 2nd control Period as Annexure-I | Submitted vide Distribution True-up petition for 2nd control Period as Annexure-I
2724 | Erection of 25KVA DTR SS-I Guntakagudem | NALGONDA | 11.02.2013 | 0.017465 | Submitted vide Distribution True-up petition for 2nd control Period as Annexure-I | Submitted vide Distribution True-up petition for 2nd control Period as Annexure-I
2725 | K.Obul Reddy &2Nos 15HP DMCL | NALGONDA | 11.02.2013 | 0.013922 | Submitted vide Distribution True-up petition for 2nd control Period as Annexure-I | Submitted vide Distribution True-up petition for 2nd control Period as Annexure-I
2726 | E/s to 3KW NDLoadGMRatLingojigudem | NALGONDA | 16.03.2013 | 0.006779 | Submitted vide Distribution True-up petition for 2nd control Period as Annexure-I | Submitted vide Distribution True-up petition for 2nd control Period as Annexure-I
2727 | E/sto3KW NDto GMRatBURIGUDEMH/o.MALKAPUR | NALGONDA | 16.03.2013 | 0.006779 | Submitted vide Distribution True-up petition for 2nd control Period as Annexure-I | Submitted vide Distribution True-up petition for 2nd control Period as Annexure-I
2728 | E/sto3KW1-PHNDLoadtoGMRDHARMOJIGUDEM | NALGONDA | 16.03.2013 | 0.006779 | Submitted vide Distribution True-up petition for 2nd control Period as Annexure-I | Submitted vide Distribution True-up petition for 2nd control Period as Annexure-I
2729 | E/sto M.Ajay &4no's At Sultanpur village | NALGONDA | 20.01.2013 | 0.018617 | Submitted vide Distribution True-up petition for 2nd control Period as Annexure-I | Submitted vide Distribution True-up petition for 2nd control Period as Annexure-I
2730 | E/s.to.Sri.M.Janiya5HPAGLloadatJunuthaGP | NALGONDA | 16.12.2012 | 0.0012445 | Submitted vide Distribution True-up petition for 2nd control Period as Annexure-I | Submitted vide Distribution True-up petition for 2nd control Period as Annexure-I
2731 | 11KVFeederVCB&BayextensionVelugupally | NALGONDA | 19.01.2013 | 0.043586 | Submitted vide Distribution True-up petition for 2nd control Period as Annexure-I | Submitted vide Distribution True-up petition for 2nd control Period as Annexure-I
2732 | 4*5HPAGL.load to P.Mamatha at theretpall | NALGONDA | 28.02.2013 | 0.017545 | Submitted vide Distribution True-up petition for 2nd control Period as Annexure-I | Submitted vide Distribution True-up petition for 2nd control Period as Annexure-I
2733 | 1x25KVA Addl.DTR on SS-30 A D Pally | NALGONDA | 18.03.2013 | 0.019738 | Submitted vide Distribution True-up petition for 2nd control Period as Annexure-I | Submitted vide Distribution True-up petition for 2nd control Period as Annexure-I
2734 | 1x25KVA DTR SS-03 Balempally | NALGONDA | 18.03.2013 | 0.019555 | Submitted vide Distribution True-up petition for 2nd control Period as Annexure-I | Submitted vide Distribution True-up petition for 2nd control Period as Annexure-I
2735 | E/s.to 1 no 25 KVA addil DTR under ss-18 | NALGONDA | 21.02.2013 | 0.013814 | Submitted vide Distribution True-up petition for 2nd control Period as Annexure-I | Submitted vide Distribution True-up petition for 2nd control Period as Annexure-I
2736 | Sri. K.Janardhan Reddy & 2 Nos at Amman | NALGONDA | 21.02.2013 | 0.014434 | Submitted vide Distribution True-up petition for 2nd control Period as Annexure-I | Submitted vide Distribution True-up petition for 2nd control Period as Annexure-I
2737 | E/S to Smt. R. Parvathamma Mushampally | NALGONDA | 11.03.2013 | 0.016302 | Submitted vide Distribution True-up petition for 2nd control Period as Annexure-I | Submitted vide Distribution True-up petition for 2nd control Period as Annexure-I
2738 | 1.0 KM11KVinterlinkingline11TKgudemto11K | NALGONDA | 31.10.2012 | 0.022573 | Submitted vide Distribution True-up petition for 2nd control Period as Annexure-I | Submitted vide Distribution True-up petition for 2nd control Period as Annexure-I
2739 | RevizCH.Saidulu,&02 NOs at Thopucherla(V | NALGONDA | 22.02.2013 | 0.012251 | Submitted vide Distribution True-up petition for 2nd control Period as Annexure-I | Submitted vide Distribution True-up petition for 2nd control Period as Annexure-I
2740 | M. Peda Narsaiah&3Nos at Chirumarthy(V) | NALGONDA | 22.03.2013 | 0.019018 | Submitted vide Distribution True-up petition for 2nd control Period as Annexure-I | Submitted vide Distribution True-up petition for 2nd control Period as Annexure-I
2741 | E/s. to Gundeboina Jangaiah & 2 Nos. oth | NALGONDA | 06.03.2013 | 0.012876 | Submitted vide Distribution True-up petition for 2nd control Period as Annexure-I | Submitted vide Distribution True-up petition for 2nd control Period as Annexure-I
2742 | E/s.to15HPtoA.BhupalReddy&2atKhudavanpur | NALGONDA | 15.01.2013 | 0.014129 | Submitted vide Distribution True-up petition for 2nd control Period as Annexure-I | Submitted vide Distribution True-up petition for 2nd control Period as Annexure-I
2743 | E/s.15HPtoY.ChandraRedd&2atKhudavanpur | NALGONDA | 15.01.2013 | 0.014167 | Submitted vide Distribution True-up petition for 2nd control Period as Annexure-I | Submitted vide Distribution True-up petition for 2nd control Period as Annexure-I
2744 | Challa Padma&2Nos.(15HP)Kukkadam(V) | NALGONDA | 17.02.2013 | 0.012377 | Submitted vide Distribution True-up petition for 2nd control Period as Annexure-I | Submitted vide Distribution True-up petition for 2nd control Period as Annexure-I
2745 | Estt.forEre.of1No.25KVAAddl.DTRatAnantha | NALGONDA | 28.02.2013 | 0.013094 | Submitted vide Distribution True-up petition for 2nd control Period as Annexure-I | Submitted vide Distribution True-up petition for 2nd control Period as Annexure-I
2746 | RevizN. Ramulu&02 NOs at Kalwalapalem(V. | NALGONDA | 19.03.2013 | 0.014302 | Submitted vide Distribution True-up petition for 2nd control Period as Annexure-I | Submitted vide Distribution True-up petition for 2nd control Period as Annexure-I
2747 | Renovation and modernization of 33/11 KV | NALGONDA | 04.01.2013 | 0.0096098 | Submitted vide Distribution True-up petition for 2nd control Period as Annexure-I | Submitted vide Distribution True-up petition for 2nd control Period as Annexure-I
2748 | 12Nos Intermediapoles at Chintapally& A | NALGONDA | 18.03.2013 | 0.0074043 | Submitted vide Distribution True-up petition for 2nd control Period as Annexure-I | Submitted vide Distribution True-up petition for 2nd control Period as Annexure-I
2749 | 06Nos Intermediapoles at Chillapuram | NALGONDA | 18.03.2013 | 0.0036879 | Submitted vide Distribution True-up petition for 2nd control Period as Annexure-I | Submitted vide Distribution True-up petition for 2nd control Period as Annexure-I
2750 | KhpTo31hpSriRaghavendraChityala(V) | NALGONDA | 12.02.2013 | 0.017363 | Submitted vide Distribution True-up petition for 2nd control Period as Annexure-I | Submitted vide Distribution True-up petition for 2nd control Period as Annexure-I
2751 | 11KV 400A D/B AB switches: Pole centre | NALGONDA | 21.12.2012 | 0.0074941 | Submitted vide Distribution True-up petition for 2nd control Period as Annexure-I | Submitted vide Distribution True-up petition for 2nd control Period as Annexure-I
2752 | G.Raghavareddy&2Nos.15HPGundlapallyNLGR | NALGONDA | 28.02.2013 | 0.012462 | Submitted vide Distribution True-up petition for 2nd control Period as Annexure-I | Submitted vide Distribution True-up petition for 2nd control Period as Annexure-I
2753 | P.Prameelamma&2 others,Anantharam(V),NLG | NALGONDA | 28.02.2013 | 0.012701 | Submitted vide Distribution True-up petition for 2nd control Period as Annexure-I | Submitted vide Distribution True-up petition for 2nd control Period as Annexure-I
2754 | 15HP AGL load toB.Sailu, N.S.Batla | NALGONDA | 28.02.2013 | 0.013444 | Submitted vide Distribution True-up petition for 2nd control Period as Annexure-I | Submitted vide Distribution True-up petition for 2nd control Period as Annexure-I
2755 | Rev.Pasupula Krishna&2No(15HP)Kampasaga | NALGONDA | 29.01.2013 | 0.014061 | Submitted vide Distribution True-up petition for 2nd control Period as Annexure-I | Submitted vide Distribution True-up petition for 2nd control Period as Annexure-I
2756 | KankamalaRadhika&2Nos.15HPGundlapally | NALGONDA | 28.02.2013 | 0.012257 | Submitted vide Distribution True-up petition for 2nd control Period as Annexure-I | Submitted vide Distribution True-up petition for 2nd control Period as Annexure-I
2757 | 1No30HP/ III(A) to M/s Rama sharma poult | NALGONDA | 16.03.2013 | 0.0019041 | Submitted vide Distribution True-up petition for 2nd control Period as Annexure-I | Submitted vide Distribution True-up petition for 2nd control Period as Annexure-I
2758 | Est forRepl.of6Nos.9.1mts broken 33KVPol | NALGONDA | 22.02.2013 | 0.0067878 | Submitted vide Distribution True-up petition for 2nd control Period as Annexure-I | Submitted vide Distribution True-up petition for 2nd control Period as Annexure-I
2759 | Estimate for E/S to 60KW Domestic loads | NALGONDA | 18.01.2013 | 0.024409 | Submitted vide Distribution True-up petition for 2nd control Period as Annexure-I | Submitted vide Distribution True-up petition for 2nd control Period as Annexure-I
2760 | 2KWNDNareboinaNarsimhaKothapally Nalgond | NALGONDA | 10.01.2013 | 0.0047822 | Submitted vide Distribution True-up petition for 2nd control Period as Annexure-I | Submitted vide Distribution True-up petition for 2nd control Period as Annexure-I
2761 | 1No30HP/III Load to M/s Green poultry fe | NALGONDA | 16.03.2013 | 0.01296 | Submitted vide Distribution True-up petition for 2nd control Period as Annexure-I | Submitted vide Distribution True-up petition for 2nd control Period as Annexure-I
2762 | E/ s to 5HP M.PADMA Narsapoor Vill IJP | NALGONDA | 20.03.2013 | 0.016156 | Submitted vide Distribution True-up petition for 2nd control Period as Annexure-I | Submitted vide Distribution True-up petition for 2nd control Period as Annexure-I
2763 | Replacement11KVABSwitchesKMPallySS | NALGONDA | 22.03.2013 | 0.018839 | Submitted vide Distribution True-up petition for 2nd control Period as Annexure-I | Submitted vide Distribution True-up petition for 2nd control Period as Annexure-I
2764 | E/s to supplementary estimate for provid | NALGONDA | 20.11.2012 | 0.0020546 | Submitted vide Distribution True-up petition for 2nd control Period as Annexure-I | Submitted vide Distribution True-up petition for 2nd control Period as Annexure-I
2765 | 1 No 5 Hp Cat-III(A) load at Kesharajupa | NALGONDA | 19.02.2013 | 0.00094341 | Submitted vide Distribution True-up petition for 2nd control Period as Annexure-I | Submitted vide Distribution True-up petition for 2nd control Period as Annexure-I
2766 | Sri.Battu Sailu & 2 Nos at Mandra (V) | NALGONDA | 04.01.2013 | 0.014952 | Submitted vide Distribution True-up petition for 2nd control Period as Annexure-I | Submitted vide Distribution True-up petition for 2nd control Period as Annexure-I
2767 | Erectionof 100KVA DTR SS-3Thimmareddygu | NALGONDA | 23.01.2013 | 0.014103 | Submitted vide Distribution True-up petition for 2nd control Period as Annexure-I | Submitted vide Distribution True-up petition for 2nd control Period as Annexure-I
2768 | Ere.of 1X100KVA DTR UNDERSS.NO.42NGOcolo | NALGONDA | 19.03.2013 | 0.032678 | Submitted vide Distribution True-up petition for 2nd control Period as Annexure-I | Submitted vide Distribution True-up petition for 2nd control Period as Annexure-I
2769 | E/sto1No 15HP Indl.Load to M/s Jai Veera | NALGONDA | 23.01.2013 | 0.017345 | Submitted vide Distribution True-up petition for 2nd control Period as Annexure-I | Submitted vide Distribution True-up petition for 2nd control Period as Annexure-I
2770 | E/sto1No 5HP PWS to SGPat B.Vellmla(V) | NALGONDA | 11.01.2013 | 0.01018 | Submitted vide Distribution True-up petition for 2nd control Period as Annexure-I | Submitted vide Distribution True-up petition for 2nd control Period as Annexure-I
2771 | VSKLaboratories40HPVeliminedu(V) | NALGONDA | 22.02.2013 | 0.014836 | Submitted vide Distribution True-up petition for 2nd control Period as Annexure-I | Submitted vide Distribution True-up petition for 2nd control Period as Annexure-I
2772 | 1x25KVA DTR SS-02 Yadgarpally | NALGONDA | 18.03.2013 | 0.02011 | Submitted vide Distribution True-up petition for 2nd control Period as Annexure-I | Submitted vide Distribution True-up petition for 2nd control Period as Annexure-I
2773 | 2x25KVA DTR SS-04 Thadakamalla | NALGONDA | 18.03.2013 | 0.028884 | Submitted vide Distribution True-up petition for 2nd control Period as Annexure-I | Submitted vide Distribution True-up petition for 2nd control Period as Annexure-I
2774 | E/s to 4 Nos Inter.poles at Pothinenipal | NALGONDA | 10.01.2013 | 0.0017859 | Submitted vide Distribution True-up petition for 2nd control Period as Annexure-I | Submitted vide Distribution True-up petition for 2nd control Period as Annexure-I
2775 | E/s to 2 Nos Inter.poles at M.Yadavally | NALGONDA | 09.01.2013 | 0.00086635 | Submitted vide Distribution True-up petition for 2nd control Period as Annexure-I | Submitted vide Distribution True-up petition for 2nd control Period as Annexure-I
2776 | E/s to 2 Nos Inter.poles at M.Yadavally | NALGONDA | 09.01.2013 | 0.00087765 | Submitted vide Distribution True-up petition for 2nd control Period as Annexure-I | Submitted vide Distribution True-up petition for 2nd control Period as Annexure-I
2777 | E/s to 2 Nos Inter.poles at Pothinenipal | NALGONDA | 09.01.2013 | 0.00087765 | Submitted vide Distribution True-up petition for 2nd control Period as Annexure-I | Submitted vide Distribution True-up petition for 2nd control Period as Annexure-I
2778 | E/sto Brahmachary&2nos at Gurrampde(V&M) | NALGONDA | 20.01.2013 | 0.013293 | Submitted vide Distribution True-up petition for 2nd control Period as Annexure-I | Submitted vide Distribution True-up petition for 2nd control Period as Annexure-I
2779 | E/s to 15 Nos.9.1 M PSCC poles to 33 KV | NALGONDA | 07.02.2013 | 0.0048519 | Submitted vide Distribution True-up petition for 2nd control Period as Annexure-I | Submitted vide Distribution True-up petition for 2nd control Period as Annexure-I
2780 | B.Laxmaiah&02 Nos at Agamothkur(V) | NALGONDA | 22.03.2013 | 0.01229 | Submitted vide Distribution True-up petition for 2nd control Period as Annexure-I | Submitted vide Distribution True-up petition for 2nd control Period as Annexure-I
2781 | Maddula Ravi&3Nos.(20HP) Ravulapenta (V) | NALGONDA | 17.02.2013 | 0.017507 | Submitted vide Distribution True-up petition for 2nd control Period as Annexure-I | Submitted vide Distribution True-up petition for 2nd control Period as Annexure-I
2782 | Mukka Srinu & 3 Nos. (20HP)Ravulapenta ( | NALGONDA | 17.02.2013 | 0.017508 | Submitted vide Distribution True-up petition for 2nd control Period as Annexure-I | Submitted vide Distribution True-up petition for 2nd control Period as Annexure-I
2783 | Cleaning & Leveling of Site for New SS | NALGONDA | 22.12.2012 | 0.0060714 | Submitted vide Distribution True-up petition for 2nd control Period as Annexure-I | Submitted vide Distribution True-up petition for 2nd control Period as Annexure-I
2784 | E/s to Provi. of 1 No AB switch to SS-I | NALGONDA | 07.03.2013 | 0.00086033 | Submitted vide Distribution True-up petition for 2nd control Period as Annexure-I | Submitted vide Distribution True-up petition for 2nd control Period as Annexure-I
2785 | Sareddy Lingareddy&2Nos.Dharmapuram | NALGONDA | 21.03.2013 | 0.013277 | Submitted vide Distribution True-up petition for 2nd control Period as Annexure-I | Submitted vide Distribution True-up petition for 2nd control Period as Annexure-I
2786 | Devireddy Kavitha&3Nos.(20HP)Yerrabelly | NALGONDA | 21.03.2013 | 0.018493 | Submitted vide Distribution True-up petition for 2nd control Period as Annexure-I | Submitted vide Distribution True-up petition for 2nd control Period as Annexure-I
2787 | Pagilla Srinu&2Nos(15HP)Kannekal (V) | NALGONDA | 19.03.2013 | 0.01378 | Submitted vide Distribution True-up petition for 2nd control Period as Annexure-I | Submitted vide Distribution True-up petition for 2nd control Period as Annexure-I
2788 | Revised. Estimate for S/c to O/o.DEE/op/ | NALGONDA | 31.01.2013 | 0.0027486 | Submitted vide Distribution True-up petition for 2nd control Period as Annexure-I | Submitted vide Distribution True-up petition for 2nd control Period as Annexure-I
2789 | Const.of Taoilets in G.House, Y.Gutta. | NALGONDA | 10.01.2013 | 0.010134 | Submitted vide Distribution True-up petition for 2nd control Period as Annexure-I | Submitted vide Distribution True-up petition for 2nd control Period as Annexure-I
2790 | YellamlaJanaiah&3Nos.20HPKanchanapallyNL | NALGONDA | 28.02.2013 | 0.016097 | Submitted vide Distribution True-up petition for 2nd control Period as Annexure-I | Submitted vide Distribution True-up petition for 2nd control Period as Annexure-I
2791 | Erection of 1 No. 25 KVA Addl. DTR Under | NALGONDA | 19.01.2013 | 0.0040483 | Submitted vide Distribution True-up petition for 2nd control Period as Annexure-I | Submitted vide Distribution True-up petition for 2nd control Period as Annexure-I
2792 | E/s.to.Sri.M.Jagan5HPAGLloadatJunuthaGP | NALGONDA | 16.12.2012 | 0.0014197 | Submitted vide Distribution True-up petition for 2nd control Period as Annexure-I | Submitted vide Distribution True-up petition for 2nd control Period as Annexure-I
2793 | Addl.2x25KVA DTR ON SS-05 THADAKAMALLA(V | NALGONDA | 18.03.2013 | 0.026127 | Submitted vide Distribution True-up petition for 2nd control Period as Annexure-I | Submitted vide Distribution True-up petition for 2nd control Period as Annexure-I
2794 | E/s5hp Agl N.Narsammaw/oShankaraiah IJP | NALGONDA | 28.02.2013 | 0.01863 | Submitted vide Distribution True-up petition for 2nd control Period as Annexure-I | Submitted vide Distribution True-up petition for 2nd control Period as Annexure-I
2795 | 1kw Dom.load to swapna at velimenedu(v) | NALGONDA | 12.02.2013 | 0.0040419 | Submitted vide Distribution True-up petition for 2nd control Period as Annexure-I | Submitted vide Distribution True-up petition for 2nd control Period as Annexure-I
2796 | Estimate for REg.ofT.Note MaterialCTPL | NALGONDA | 15.03.2013 | 0.015041 | Submitted vide Distribution True-up petition for 2nd control Period as Annexure-I | Submitted vide Distribution True-up petition for 2nd control Period as Annexure-I
2797 | Estimate for REg.ofT.Note MaterialCTPL | NALGONDA | 15.03.2013 | 0.010128 | Submitted vide Distribution True-up petition for 2nd control Period as Annexure-I | Submitted vide Distribution True-up petition for 2nd control Period as Annexure-I
2798 | SirisalaKanakaiah&4Nos(25HP)Kalwapally | NALGONDA | 16.03.2013 | 0.021417 | Submitted vide Distribution True-up petition for 2nd control Period as Annexure-I | Submitted vide Distribution True-up petition for 2nd control Period as Annexure-I
2799 | E/sto N.Supriya &4no At Sultanpur vill | NALGONDA | 20.01.2013 | 0.022627 | Submitted vide Distribution True-up petition for 2nd control Period as Annexure-I | Submitted vide Distribution True-up petition for 2nd control Period as Annexure-I
2800 | E/sto3Nos15HPK NKonda Vi IJP | NALGONDA | 20.03.2013 | 0.018302 | Submitted vide Distribution True-up petition for 2nd control Period as Annexure-I | Submitted vide Distribution True-up petition for 2nd control Period as Annexure-I
2801 | Erection6Nos.33KVABswitchon33KVKannekal | NALGONDA | 19.02.2013 | 0.027419 | Submitted vide Distribution True-up petition for 2nd control Period as Annexure-I | Submitted vide Distribution True-up petition for 2nd control Period as Annexure-I
2802 | Sri.Abdul Rahaman & 2 Nos at Akkenapally | NALGONDA | 21.02.2013 | 0.013106 | Submitted vide Distribution True-up petition for 2nd control Period as Annexure-I | Submitted vide Distribution True-up petition for 2nd control Period as Annexure-I
2803 | Estimate for conversion of s-ph 3wire li | NALGONDA | 04.01.2013 | 0.01905 | Submitted vide Distribution True-up petition for 2nd control Period as Annexure-I | Submitted vide Distribution True-up petition for 2nd control Period as Annexure-I
2804 | 11KVInterlinkLineAnnaramtoVRGudemfeeder | NALGONDA | 18.03.2013 | 0.022658 | Submitted vide Distribution True-up petition for 2nd control Period as Annexure-I | Submitted vide Distribution True-up petition for 2nd control Period as Annexure-I
2805 | Ere.of10KVAAddl.DTRSS- atT.P.GouraramNMP | NALGONDA | 25.11.2012 | 0.00090156 | Submitted vide Distribution True-up petition for 2nd control Period as Annexure-I | Submitted vide Distribution True-up petition for 2nd control Period as Annexure-I
2806 | Ere.of3x15KVAAddl.DTRSS- atMustipallyNMP | NALGONDA | 25.11.2012 | 0.0011003 | Submitted vide Distribution True-up petition for 2nd control Period as Annexure-I | Submitted vide Distribution True-up petition for 2nd control Period as Annexure-I
2807 | Ere.of1No.63KVAAddl.DTRSS-5atS.Lingotam | NALGONDA | 25.11.2012 | 0.0038098 | Submitted vide Distribution True-up petition for 2nd control Period as Annexure-I | Submitted vide Distribution True-up petition for 2nd control Period as Annexure-I
2808 | E/s.to.Sri.SK.Lathef5HPAGLloadatKachaG.P | NALGONDA | 20.01.2013 | 0.0014426 | Submitted vide Distribution True-up petition for 2nd control Period as Annexure-I | Submitted vide Distribution True-up petition for 2nd control Period as Annexure-I
2809 | E/s. to Sri.T.Gopal at Gurrampode Sectio | NALGONDA | 16.12.2012 | 0.001457 | Submitted vide Distribution True-up petition for 2nd control Period as Annexure-I | Submitted vide Distribution True-up petition for 2nd control Period as Annexure-I
2810 | E/s.toD.Sathemmaat IJP SchemeatVelmakann | NALGONDA | 01.03.2013 | 0.044795 | Submitted vide Distribution True-up petition for 2nd control Period as Annexure-I | Submitted vide Distribution True-up petition for 2nd control Period as Annexure-I
2811 | Estimate for Erection of Damaged 33 KV F | NALGONDA | 22.12.2012 | 0.0050793 | Submitted vide Distribution True-up petition for 2nd control Period as Annexure-I | Submitted vide Distribution True-up petition for 2nd control Period as Annexure-I
2812 | Estt. for Replacement of Damaged Poles a | NALGONDA | 21.12.2012 | 0.0041664 | Submitted vide Distribution True-up petition for 2nd control Period as Annexure-I | Submitted vide Distribution True-up petition for 2nd control Period as Annexure-I
2813 | Estimate for Replacement of Damaged Pole | NALGONDA | 22.12.2012 | 0.0060196 | Submitted vide Distribution True-up petition for 2nd control Period as Annexure-I | Submitted vide Distribution True-up petition for 2nd control Period as Annexure-I
2814 | Const.of Retaingin wall at 33/11KVSS FCI | NALGONDA | 22.12.2012 | 0.010064 | Submitted vide Distribution True-up petition for 2nd control Period as Annexure-I | Submitted vide Distribution True-up petition for 2nd control Period as Annexure-I
2815 | Const.of STocking plat form at Mlg. | NALGONDA | 22.12.2012 | 0.0048103 | Submitted vide Distribution True-up petition for 2nd control Period as Annexure-I | Submitted vide Distribution True-up petition for 2nd control Period as Annexure-I
2816 | Refurbishment of 33/11KVSS MLg T. | NALGONDA | 22.12.2012 | 0.0090461 | Submitted vide Distribution True-up petition for 2nd control Period as Annexure-I | Submitted vide Distribution True-up petition for 2nd control Period as Annexure-I
2817 | InterlinkLineSS5&6Mogilidori(V) | NALGONDA | 16.03.2013 | 0.01021 | Submitted vide Distribution True-up petition for 2nd control Period as Annexure-I | Submitted vide Distribution True-up petition for 2nd control Period as Annexure-I
2818 | E/s.to.Sri.K.ChinnaSathaiah5HPChepoorG.P | NALGONDA | 20.01.2013 | 0.0015771 | Submitted vide Distribution True-up petition for 2nd control Period as Annexure-I | Submitted vide Distribution True-up petition for 2nd control Period as Annexure-I
2819 | E/s.toS.VAsavi5HPAGLatKalwalapalatG.Podu | NALGONDA | 20.01.2013 | 0.0015771 | Submitted vide Distribution True-up petition for 2nd control Period as Annexure-I | Submitted vide Distribution True-up petition for 2nd control Period as Annexure-I
2820 | Malothu Nagu&2Nos(15HP)at Chillapuram(V | NALGONDA | 22.03.2013 | 0.013863 | Submitted vide Distribution True-up petition for 2nd control Period as Annexure-I | Submitted vide Distribution True-up petition for 2nd control Period as Annexure-I
2821 | MungachinaLingaiah&3Nos.(20HP)Mupparam(V | NALGONDA | 26.03.2013 | 0.018617 | Submitted vide Distribution True-up petition for 2nd control Period as Annexure-I | Submitted vide Distribution True-up petition for 2nd control Period as Annexure-I
2822 | Smt. Marri Nagamma & 2 Nos at Akkenapall | NALGONDA | 22.02.2013 | 0.013347 | Submitted vide Distribution True-up petition for 2nd control Period as Annexure-I | Submitted vide Distribution True-up petition for 2nd control Period as Annexure-I
2823 | Sri.Marri Bixmaiah & 2 Nos at Akkenapall | NALGONDA | 21.02.2013 | 0.01224 | Submitted vide Distribution True-up petition for 2nd control Period as Annexure-I | Submitted vide Distribution True-up petition for 2nd control Period as Annexure-I
2824 | Estimate For Convertion of 1.32 KM S-Ph | NALGONDA | 26.03.2013 | 0.012826 | Submitted vide Distribution True-up petition for 2nd control Period as Annexure-I | Submitted vide Distribution True-up petition for 2nd control Period as Annexure-I
2825 | E/s to Sri.Regatte Suresh Reddy & 2 Nos | NALGONDA | 21.02.2013 | 0.013731 | Submitted vide Distribution True-up petition for 2nd control Period as Annexure-I | Submitted vide Distribution True-up petition for 2nd control Period as Annexure-I
2826 | Const. Outer Fencing at Sh.Gudem SS | NALGONDA | 10.01.2013 | 0.032589 | Submitted vide Distribution True-up petition for 2nd control Period as Annexure-I | Submitted vide Distribution True-up petition for 2nd control Period as Annexure-I
2827 | Prov.of Water Supply Arrng. at Sh.Guda. | NALGONDA | 10.01.2013 | 0.0054282 | Submitted vide Distribution True-up petition for 2nd control Period as Annexure-I | Submitted vide Distribution True-up petition for 2nd control Period as Annexure-I
2828 | Prov.of allum. Partitions POP at CO/Nlg. | NALGONDA | 10.01.2013 | 0.01041 | Submitted vide Distribution True-up petition for 2nd control Period as Annexure-I | Submitted vide Distribution True-up petition for 2nd control Period as Annexure-I
2829 | E/sto3x5HPAglload toK.Laxma ReddyPEDDAKA | NALGONDA | 16.03.2013 | 0.012204 | Submitted vide Distribution True-up petition for 2nd control Period as Annexure-I | Submitted vide Distribution True-up petition for 2nd control Period as Annexure-I
2830 | KurakulaBixmaiah&3Nos.(20HP)Mupparam(V) | NALGONDA | 26.03.2013 | 0.017627 | Submitted vide Distribution True-up petition for 2nd control Period as Annexure-I | Submitted vide Distribution True-up petition for 2nd control Period as Annexure-I
2831 | JulakantiNarsireddy&2Nos.(15HP)Yerrabell | NALGONDA | 26.03.2013 | 0.01408 | Submitted vide Distribution True-up petition for 2nd control Period as Annexure-I | Submitted vide Distribution True-up petition for 2nd control Period as Annexure-I
2832 | 4*5HPtoG.Dananjaya&3otVeliminedu(V) | NALGONDA | 16.03.2013 | 0.01792 | Submitted vide Distribution True-up petition for 2nd control Period as Annexure-I | Submitted vide Distribution True-up petition for 2nd control Period as Annexure-I
2833 | 1.0KmInterlinkingLineAmireddgudatoPagidi | NALGONDA | 25.02.2013 | 0.025403 | Submitted vide Distribution True-up petition for 2nd control Period as Annexure-I | Submitted vide Distribution True-up petition for 2nd control Period as Annexure-I
2834 | E/s.to10KW NDL to IndusTower,Dandampally | NALGONDA | 10.01.2013 | 0.011177 | Submitted vide Distribution True-up petition for 2nd control Period as Annexure-I | Submitted vide Distribution True-up petition for 2nd control Period as Annexure-I
2835 | Regularisation of Materials in MLG T-II | NALGONDA | 02.01.2013 | 0.0040124 | Submitted vide Distribution True-up petition for 2nd control Period as Annexure-I | Submitted vide Distribution True-up petition for 2nd control Period as Annexure-I
2836 | 03Nos interme poles at various MLG T-II | NALGONDA | 06.03.2013 | 0.004059 | Submitted vide Distribution True-up petition for 2nd control Period as Annexure-I | Submitted vide Distribution True-up petition for 2nd control Period as Annexure-I
2837 | E/s to 2 nos 25 KVA Addl.DTRs under SS-2 | NALGONDA | 21.02.2013 | 0.024018 | Submitted vide Distribution True-up petition for 2nd control Period as Annexure-I | Submitted vide Distribution True-up petition for 2nd control Period as Annexure-I
2838 | 2 Nos 25 KVA Addl.DTR at Ammanabolu (V) | NALGONDA | 22.02.2013 | 0.023135 | Submitted vide Distribution True-up petition for 2nd control Period as Annexure-I | Submitted vide Distribution True-up petition for 2nd control Period as Annexure-I
2839 | Sri.P.Chandra Shekar Reddy & 3 Nos at A. | NALGONDA | 21.02.2013 | 0.017537 | Submitted vide Distribution True-up petition for 2nd control Period as Annexure-I | Submitted vide Distribution True-up petition for 2nd control Period as Annexure-I
2840 | Erection of 11KV 400A AB Switches,NLG(R) | NALGONDA | 22.02.2013 | 0.010133 | Submitted vide Distribution True-up petition for 2nd control Period as Annexure-I | Submitted vide Distribution True-up petition for 2nd control Period as Annexure-I
2841 | E/s for bifurcation 2*5hp pws loads (sc. | NALGONDA | 08.01.2013 | 0.0094885 | Submitted vide Distribution True-up petition for 2nd control Period as Annexure-I | Submitted vide Distribution True-up petition for 2nd control Period as Annexure-I
2842 | E/s for bifurcation 5hp pws load (sc.no. | NALGONDA | 08.01.2013 | 0.0075143 | Submitted vide Distribution True-up petition for 2nd control Period as Annexure-I | Submitted vide Distribution True-up petition for 2nd control Period as Annexure-I
2843 | D.Narsi Reddy&2others,15HP,Anantharam(V) | NALGONDA | 21.01.2013 | 0.012803 | Submitted vide Distribution True-up petition for 2nd control Period as Annexure-I | Submitted vide Distribution True-up petition for 2nd control Period as Annexure-I
2844 | P.Srinu & 3Nos.others,20HP,Anantharam(V) | NALGONDA | 15.01.2013 | 0.016971 | Submitted vide Distribution True-up petition for 2nd control Period as Annexure-I | Submitted vide Distribution True-up petition for 2nd control Period as Annexure-I
2845 | E/s to 1 No 5 Hp water works at A.P.Ling | NALGONDA | 16.01.2013 | 0.00020187 | Submitted vide Distribution True-up petition for 2nd control Period as Annexure-I | Submitted vide Distribution True-up petition for 2nd control Period as Annexure-I
2846 | SandralaJanamma&3Nos.(20HP)Yerrabelly(V) | NALGONDA | 26.03.2013 | 0.01802 | Submitted vide Distribution True-up petition for 2nd control Period as Annexure-I | Submitted vide Distribution True-up petition for 2nd control Period as Annexure-I
2847 | Kottem Venkanna 5HP Agl.load at Yerrabel | NALGONDA | 26.03.2013 | 0.0022651 | Submitted vide Distribution True-up petition for 2nd control Period as Annexure-I | Submitted vide Distribution True-up petition for 2nd control Period as Annexure-I
2848 | 1x25KVA DTR SS-01 Jilakarakunta Th | NALGONDA | 20.03.2013 | 0.018334 | Submitted vide Distribution True-up petition for 2nd control Period as Annexure-I | Submitted vide Distribution True-up petition for 2nd control Period as Annexure-I
2849 | K.Venkat Reddy,5HPAgl load,Kothapally(V) | NALGONDA | 10.01.2013 | 0.0017354 | Submitted vide Distribution True-up petition for 2nd control Period as Annexure-I | Submitted vide Distribution True-up petition for 2nd control Period as Annexure-I
2850 | Stocking Plat form at Mellacheru Sec.. | NALGONDA | 10.01.2013 | 0.0037717 | Submitted vide Distribution True-up petition for 2nd control Period as Annexure-I | Submitted vide Distribution True-up petition for 2nd control Period as Annexure-I
2851 | Estimate for E/s. to 10HP Agl.load to Du | NALGONDA | 10.01.2013 | 0.0034305 | Submitted vide Distribution True-up petition for 2nd control Period as Annexure-I | Submitted vide Distribution True-up petition for 2nd control Period as Annexure-I
2852 | Ithagoni Bhaskar & 3Nos(20HP)Yerrabelly | NALGONDA | 26.03.2013 | 0.016566 | Submitted vide Distribution True-up petition for 2nd control Period as Annexure-I | Submitted vide Distribution True-up petition for 2nd control Period as Annexure-I
2853 | Nemili PeddiReddy&2Nos.(15HP)Surepally(V | NALGONDA | 09.02.2013 | 0.013732 | Submitted vide Distribution True-up petition for 2nd control Period as Annexure-I | Submitted vide Distribution True-up petition for 2nd control Period as Annexure-I
2854 | PandlaLaxmamma&3Nos.(20HP)N.K.V.Gudem | NALGONDA | 10.02.2013 | 0.018002 | Submitted vide Distribution True-up petition for 2nd control Period as Annexure-I | Submitted vide Distribution True-up petition for 2nd control Period as Annexure-I
2855 | Dismantle<(>&<)>Re-string on11KVIbraheem | NALGONDA | 23.03.2013 | 0.0014167 | Submitted vide Distribution True-up petition for 2nd control Period as Annexure-I | Submitted vide Distribution True-up petition for 2nd control Period as Annexure-I
2856 | Erec.of1No.25KVASS-6RasoolpuraNLGRural | NALGONDA | 28.02.2013 | 0.017732 | Submitted vide Distribution True-up petition for 2nd control Period as Annexure-I | Submitted vide Distribution True-up petition for 2nd control Period as Annexure-I
2857 | Theft Conductor at Dandumalkapur(V) | NALGONDA | 15.03.2013 | 0.0071732 | Submitted vide Distribution True-up petition for 2nd control Period as Annexure-I | Submitted vide Distribution True-up petition for 2nd control Period as Annexure-I
2858 | Smt.Regatte Rajitha & 2 Nos at Enugulado | NALGONDA | 21.02.2013 | 0.012924 | Submitted vide Distribution True-up petition for 2nd control Period as Annexure-I | Submitted vide Distribution True-up petition for 2nd control Period as Annexure-I
2859 | Sri.K.Pradeep Kumar & 2 Nos at Choutabai | NALGONDA | 19.02.2013 | 0.012683 | Submitted vide Distribution True-up petition for 2nd control Period as Annexure-I | Submitted vide Distribution True-up petition for 2nd control Period as Annexure-I
2860 | KadariDurgaiah&2Nos.15HPAnantharamNLGR | NALGONDA | 11.03.2013 | 0.013798 | Submitted vide Distribution True-up petition for 2nd control Period as Annexure-I | Submitted vide Distribution True-up petition for 2nd control Period as Annexure-I
2861 | N.Maraiah,5HP,Agl.Load,Anantharam(V),NLG | NALGONDA | 10.01.2013 | 0.0017735 | Submitted vide Distribution True-up petition for 2nd control Period as Annexure-I | Submitted vide Distribution True-up petition for 2nd control Period as Annexure-I
2862 | Erre of 1no addl 25KVA DTR on SS-IV atT | NALGONDA | 16.03.2013 | 0.022088 | Submitted vide Distribution True-up petition for 2nd control Period as Annexure-I | Submitted vide Distribution True-up petition for 2nd control Period as Annexure-I
2863 | E/Sto Sappadi Srinivasreddy &2nos other | NALGONDA | 16.03.2013 | 0.017298 | Submitted vide Distribution True-up petition for 2nd control Period as Annexure-I | Submitted vide Distribution True-up petition for 2nd control Period as Annexure-I
2864 | E/stoV.Srilatha&1no'sAglatSulthanpur(V) | NALGONDA | 28.01.2013 | 0.0041348 | Submitted vide Distribution True-up petition for 2nd control Period as Annexure-I | Submitted vide Distribution True-up petition for 2nd control Period as Annexure-I
2865 | 1 No's E/s to B.lingaswamy,5hp agl load | NALGONDA | 28.01.2013 | 0.0016367 | Submitted vide Distribution True-up petition for 2nd control Period as Annexure-I | Submitted vide Distribution True-up petition for 2nd control Period as Annexure-I
2866 | E/s.Sri.K.Yellama&1No 5HPat Chepu in G.P | NALGONDA | 28.01.2013 | 0.0041308 | Submitted vide Distribution True-up petition for 2nd control Period as Annexure-I | Submitted vide Distribution True-up petition for 2nd control Period as Annexure-I
2867 | Shifting of 11 KV line & 16 KVA DTR at K | NALGONDA | 06.03.2013 | 0.0033599 | Submitted vide Distribution True-up petition for 2nd control Period as Annexure-I | Submitted vide Distribution True-up petition for 2nd control Period as Annexure-I
2868 | E/S/to Ramaiah &3nos othersat Alagadapa | NALGONDA | 17.03.2013 | 0.024225 | Submitted vide Distribution True-up petition for 2nd control Period as Annexure-I | Submitted vide Distribution True-up petition for 2nd control Period as Annexure-I
2869 | E/SMattapalli Saidulu& 4nos others at A | NALGONDA | 17.03.2013 | 0.023798 | Submitted vide Distribution True-up petition for 2nd control Period as Annexure-I | Submitted vide Distribution True-up petition for 2nd control Period as Annexure-I
2870 | Erectionof 25KVA DTR SS-8Ravulapenta | NALGONDA | 19.03.2013 | 0.02139 | Submitted vide Distribution True-up petition for 2nd control Period as Annexure-I | Submitted vide Distribution True-up petition for 2nd control Period as Annexure-I
2871 | Erectionof25KVADTRSS-IThakkelaphad(V). | NALGONDA | 18.03.2013 | 0.022975 | Submitted vide Distribution True-up petition for 2nd control Period as Annexure-I | Submitted vide Distribution True-up petition for 2nd control Period as Annexure-I
2872 | E/s to Sri.Singam Lingaiah & 2 Nos at Th | NALGONDA | 13.03.2013 | 0.013791 | Submitted vide Distribution True-up petition for 2nd control Period as Annexure-I | Submitted vide Distribution True-up petition for 2nd control Period as Annexure-I
2873 | Erection of 25KVADTRon SS-V at Yerrabell | NALGONDA | 26.03.2013 | 0.022265 | Submitted vide Distribution True-up petition for 2nd control Period as Annexure-I | Submitted vide Distribution True-up petition for 2nd control Period as Annexure-I
2874 | Potharaju. Ramulamma, W/o. somaiah 5HP I | NALGONDA | 17.02.2013 | 0.0029835 | Submitted vide Distribution True-up petition for 2nd control Period as Annexure-I | Submitted vide Distribution True-up petition for 2nd control Period as Annexure-I
2875 | P.Mallaih<(>&<)>P.Janakiramulu at Yeruku | NALGONDA | 17.02.2013 | 0.0056728 | Submitted vide Distribution True-up petition for 2nd control Period as Annexure-I | Submitted vide Distribution True-up petition for 2nd control Period as Annexure-I
2876 | Erection of 25KVA DTR SS-7 Yerrabelly (V | NALGONDA | 26.03.2013 | 0.020675 | Submitted vide Distribution True-up petition for 2nd control Period as Annexure-I | Submitted vide Distribution True-up petition for 2nd control Period as Annexure-I
2877 | Sri.GantekampaRamulu&2No..(15HP)Guntipal | NALGONDA | 26.03.2013 | 0.013268 | Submitted vide Distribution True-up petition for 2nd control Period as Annexure-I | Submitted vide Distribution True-up petition for 2nd control Period as Annexure-I
2878 | 25KVA SS2 KALWALPALLY(V)MLGRURAL | NALGONDA | 18.03.2013 | 0.023244 | Submitted vide Distribution True-up petition for 2nd control Period as Annexure-I | Submitted vide Distribution True-up petition for 2nd control Period as Annexure-I
2879 | Sri. Pemmella Shankaraiah & 2 Nos at Tho | NALGONDA | 13.03.2013 | 0.013914 | Submitted vide Distribution True-up petition for 2nd control Period as Annexure-I | Submitted vide Distribution True-up petition for 2nd control Period as Annexure-I
2880 | Smt. Singam Indiramma & 2 Nos at Thoraga | NALGONDA | 13.03.2013 | 0.013947 | Submitted vide Distribution True-up petition for 2nd control Period as Annexure-I | Submitted vide Distribution True-up petition for 2nd control Period as Annexure-I
2881 | K.Sriram & 4Nos.(25HP) Srinivasnagar (V) | NALGONDA | 18.03.2013 | 0.023307 | Submitted vide Distribution True-up petition for 2nd control Period as Annexure-I | Submitted vide Distribution True-up petition for 2nd control Period as Annexure-I
2882 | Smt.Karingu Mallamma W/o Anjaiah & 2 Nos | NALGONDA | 14.03.2013 | 0.013318 | Submitted vide Distribution True-up petition for 2nd control Period as Annexure-I | Submitted vide Distribution True-up petition for 2nd control Period as Annexure-I
2883 | E/s to Sri. Ramagiri China Ramulu & 3 No | NALGONDA | 13.03.2013 | 0.017411 | Submitted vide Distribution True-up petition for 2nd control Period as Annexure-I | Submitted vide Distribution True-up petition for 2nd control Period as Annexure-I
2884 | E/s to Sri. N. Venkulu & 3 Nos at Dorepa | NALGONDA | 13.03.2013 | 0.017822 | Submitted vide Distribution True-up petition for 2nd control Period as Annexure-I | Submitted vide Distribution True-up petition for 2nd control Period as Annexure-I
2885 | Sri.Kadari China Lingaiah & 2 Nos at Do | NALGONDA | 13.03.2013 | 0.014081 | Submitted vide Distribution True-up petition for 2nd control Period as Annexure-I | Submitted vide Distribution True-up petition for 2nd control Period as Annexure-I
2886 | Mesala Pushparani&3Nos.(20HP)Thakkellaph | NALGONDA | 16.03.2013 | 0.019007 | Submitted vide Distribution True-up petition for 2nd control Period as Annexure-I | Submitted vide Distribution True-up petition for 2nd control Period as Annexure-I
2887 | Erection of 1no addl 25KVA DTR at B.Anna | NALGONDA | 17.03.2013 | 0.019361 | Submitted vide Distribution True-up petition for 2nd control Period as Annexure-I | Submitted vide Distribution True-up petition for 2nd control Period as Annexure-I
2888 | Erre of 1no adl 25kva dtr on SS-4atB.Ann | NALGONDA | 17.03.2013 | 0.0163 | Submitted vide Distribution True-up petition for 2nd control Period as Annexure-I | Submitted vide Distribution True-up petition for 2nd control Period as Annexure-I
2889 | Ere of11KV INTLofSettipalem Agl.FeederTO | NALGONDA | 17.03.2013 | 0.014294 | Submitted vide Distribution True-up petition for 2nd control Period as Annexure-I | Submitted vide Distribution True-up petition for 2nd control Period as Annexure-I
2890 | Estimate for Replacement of Damaged Pole | NALGONDA | 09.01.2013 | 0.0038485 | Submitted vide Distribution True-up petition for 2nd control Period as Annexure-I | Submitted vide Distribution True-up petition for 2nd control Period as Annexure-I
2891 | Estimate for Replacement of Damaged Pole | NALGONDA | 09.01.2013 | 0.0038485 | Submitted vide Distribution True-up petition for 2nd control Period as Annexure-I | Submitted vide Distribution True-up petition for 2nd control Period as Annexure-I
2892 | Addl.3.15MVAPTRNarsinghbatlaLabour | NALGONDA | 28.03.2013 | 0.0032313 | Submitted vide Distribution True-up petition for 2nd control Period as Annexure-I | Submitted vide Distribution True-up petition for 2nd control Period as Annexure-I
2893 | Erec of 11KV ABS on 11KV feeders | NALGONDA | 16.03.2013 | 0.0058776 | Submitted vide Distribution True-up petition for 2nd control Period as Annexure-I | Submitted vide Distribution True-up petition for 2nd control Period as Annexure-I
2894 | Sep. of 5Nos. Agls. Kothapally(V),NLG(R) | NALGONDA | 25.02.2013 | 0.021626 | Submitted vide Distribution True-up petition for 2nd control Period as Annexure-I | Submitted vide Distribution True-up petition for 2nd control Period as Annexure-I
2895 | Erection of 25KVA DTR SS-IKakkaigudem (V | NALGONDA | 21.03.2013 | 0.018361 | Submitted vide Distribution True-up petition for 2nd control Period as Annexure-I | Submitted vide Distribution True-up petition for 2nd control Period as Annexure-I
2896 | Erection of 25KVA DTR SS-II Rajannagudem | NALGONDA | 19.03.2013 | 0.014236 | Submitted vide Distribution True-up petition for 2nd control Period as Annexure-I | Submitted vide Distribution True-up petition for 2nd control Period as Annexure-I
2897 | Unloading&Erectionof 5MVAPTRat ISkillaSS | NALGONDA | 12.03.2013 | 0.004269 | Submitted vide Distribution True-up petition for 2nd control Period as Annexure-I | Submitted vide Distribution True-up petition for 2nd control Period as Annexure-I
2898 | AllagadapaVijayakumari&5Nos.P.D.Pally(V) | NALGONDA | 26.03.2013 | 0.024232 | Submitted vide Distribution True-up petition for 2nd control Period as Annexure-I | Submitted vide Distribution True-up petition for 2nd control Period as Annexure-I
2899 | E/StoV.Kiriti Reddy&2Nos15HPt Latchugude | NALGONDA | 13.03.2013 | 0.014586 | Submitted vide Distribution True-up petition for 2nd control Period as Annexure-I | Submitted vide Distribution True-up petition for 2nd control Period as Annexure-I
2900 | E/s to Janapati Suramma &3nos oters atCh | NALGONDA | 18.03.2013 | 0.019024 | Submitted vide Distribution True-up petition for 2nd control Period as Annexure-I | Submitted vide Distribution True-up petition for 2nd control Period as Annexure-I
2901 | Sri.Venna Gopal Reddy & 3 Nos at Pagidim | NALGONDA | 13.03.2013 | 0.018714 | Submitted vide Distribution True-up petition for 2nd control Period as Annexure-I | Submitted vide Distribution True-up petition for 2nd control Period as Annexure-I
2902 | E/s to Sri.Kadari Ch.Lingaiah at Dorepal | NALGONDA | 13.03.2013 | 0.018955 | Submitted vide Distribution True-up petition for 2nd control Period as Annexure-I | Submitted vide Distribution True-up petition for 2nd control Period as Annexure-I
2903 | E/s to Sri.Palakuri Krishnaiah at Latchu | NALGONDA | 14.03.2013 | 0.014402 | Submitted vide Distribution True-up petition for 2nd control Period as Annexure-I | Submitted vide Distribution True-up petition for 2nd control Period as Annexure-I
2904 | Estimate for replacement 4NO.S damaged | NALGONDA | 18.03.2013 | 0.0037142 | Submitted vide Distribution True-up petition for 2nd control Period as Annexure-I | Submitted vide Distribution True-up petition for 2nd control Period as Annexure-I
2905 | Enhance5to8MVAThipparthylabourEstimate | NALGONDA | 28.03.2013 | 0.011731 | Submitted vide Distribution True-up petition for 2nd control Period as Annexure-I | Submitted vide Distribution True-up petition for 2nd control Period as Annexure-I
2906 | Addl.3.15MVAPTRPazzurLabourEstimate | NALGONDA | 28.03.2013 | 0.0075776 | Submitted vide Distribution True-up petition for 2nd control Period as Annexure-I | Submitted vide Distribution True-up petition for 2nd control Period as Annexure-I
2907 | Loading&UnloadingPTRD.nagaramlabour | NALGONDA | 28.03.2013 | 0.0044883 | Submitted vide Distribution True-up petition for 2nd control Period as Annexure-I | Submitted vide Distribution True-up petition for 2nd control Period as Annexure-I
2908 | LabourEnhance3.15to5MVAPagidimarriKanaga | NALGONDA | 28.03.2013 | 0.012294 | Submitted vide Distribution True-up petition for 2nd control Period as Annexure-I | Submitted vide Distribution True-up petition for 2nd control Period as Annexure-I
2909 | 1 No Addl.100 KVA DTR at Darveshpuram (V | NALGONDA | 15.03.2013 | 0.027788 | Submitted vide Distribution True-up petition for 2nd control Period as Annexure-I | Submitted vide Distribution True-up petition for 2nd control Period as Annexure-I
2910 | 1 No 63 KVA Addl.DTR at Cherla Gouraram | NALGONDA | 15.03.2013 | 0.0053963 | Submitted vide Distribution True-up petition for 2nd control Period as Annexure-I | Submitted vide Distribution True-up petition for 2nd control Period as Annexure-I
2911 | E/S to sri.Veramalla Saidaiah <(>&<)>no | NALGONDA | 16.03.2013 | 0.0057806 | Submitted vide Distribution True-up petition for 2nd control Period as Annexure-I | Submitted vide Distribution True-up petition for 2nd control Period as Annexure-I
2912 | E/s to Sri.Amireddy Jagadeswar Reddy & | NALGONDA | 15.03.2013 | 0.013688 | Submitted vide Distribution True-up petition for 2nd control Period as Annexure-I | Submitted vide Distribution True-up petition for 2nd control Period as Annexure-I
2913 | Smt.Uppunuthala Durgamma & 2 Nos at G.Ch | NALGONDA | 15.03.2013 | 0.013285 | Submitted vide Distribution True-up petition for 2nd control Period as Annexure-I | Submitted vide Distribution True-up petition for 2nd control Period as Annexure-I
2914 | Addl.25KVA Addl.DTRSS-78 at ADPally Vill | NALGONDA | 20.03.2013 | 0.021377 | Submitted vide Distribution True-up petition for 2nd control Period as Annexure-I | Submitted vide Distribution True-up petition for 2nd control Period as Annexure-I
2915 | Erectionof 100KVADTRSS-VI Narlakantigude | NALGONDA | 26.03.2013 | 0.022228 | Submitted vide Distribution True-up petition for 2nd control Period as Annexure-I | Submitted vide Distribution True-up petition for 2nd control Period as Annexure-I
2916 | B.Ravinderreddy&4Nos(25HP)Vemulapally(V | NALGONDA | 19.03.2013 | 0.020525 | Submitted vide Distribution True-up petition for 2nd control Period as Annexure-I | Submitted vide Distribution True-up petition for 2nd control Period as Annexure-I
2917 | PeddiVijithaReddy&3Nos.(20HP)Chirumarthy | NALGONDA | 19.03.2013 | 0.017586 | Submitted vide Distribution True-up petition for 2nd control Period as Annexure-I | Submitted vide Distribution True-up petition for 2nd control Period as Annexure-I
2918 | TharikoppulaKanthaiah&4Nos(25HP)Ravulape | NALGONDA | 19.03.2013 | 0.023616 | Submitted vide Distribution True-up petition for 2nd control Period as Annexure-I | Submitted vide Distribution True-up petition for 2nd control Period as Annexure-I
2919 | TharikoppulaMallaiah&3Nos.(20HP)Ravulape | NALGONDA | 19.03.2013 | 0.018753 | Submitted vide Distribution True-up petition for 2nd control Period as Annexure-I | Submitted vide Distribution True-up petition for 2nd control Period as Annexure-I
2920 | R.Sailu & 2 others Agl loads, Anantharam | NALGONDA | 25.02.2013 | 0.012627 | Submitted vide Distribution True-up petition for 2nd control Period as Annexure-I | Submitted vide Distribution True-up petition for 2nd control Period as Annexure-I
2921 | Erectionof 25KVA Addl DTRSS-02 J K Thand | NALGONDA | 21.03.2013 | 0.019196 | Submitted vide Distribution True-up petition for 2nd control Period as Annexure-I | Submitted vide Distribution True-up petition for 2nd control Period as Annexure-I
2922 | Erection9Nos.Intermediatepoles Haliya(M) | NALGONDA | 26.03.2013 | 0.0035822 | Submitted vide Distribution True-up petition for 2nd control Period as Annexure-I | Submitted vide Distribution True-up petition for 2nd control Period as Annexure-I
2923 | Erection10Nos.Intermediatepoles Haliya(M | NALGONDA | 26.03.2013 | 0.0037235 | Submitted vide Distribution True-up petition for 2nd control Period as Annexure-I | Submitted vide Distribution True-up petition for 2nd control Period as Annexure-I
2924 | Re-orientation15KVADTR Rajavaram(V) | NALGONDA | 25.03.2013 | 0.0038545 | Submitted vide Distribution True-up petition for 2nd control Period as Annexure-I | Submitted vide Distribution True-up petition for 2nd control Period as Annexure-I
2925 | 10 KW Non-Domestic load at Kesharajupall | NALGONDA | 06.03.2013 | 0.029552 | Submitted vide Distribution True-up petition for 2nd control Period as Annexure-I | Submitted vide Distribution True-up petition for 2nd control Period as Annexure-I
2926 | Erection of 100KVA DTR SS-XI Shakapuram | NALGONDA | 19.03.2013 | 0.025894 | Submitted vide Distribution True-up petition for 2nd control Period as Annexure-I | Submitted vide Distribution True-up petition for 2nd control Period as Annexure-I
2927 | E/s to Sri.K.KiranKumar Reddy at Ch.Gour | NALGONDA | 13.03.2013 | 0.0022258 | Submitted vide Distribution True-up petition for 2nd control Period as Annexure-I | Submitted vide Distribution True-up petition for 2nd control Period as Annexure-I
2928 | Smt. Rapolu Jayamma W/o Sambaiah at S.A. | NALGONDA | 14.03.2013 | 0.0023225 | Submitted vide Distribution True-up petition for 2nd control Period as Annexure-I | Submitted vide Distribution True-up petition for 2nd control Period as Annexure-I
2929 | J.Aggiramulu & 3othrs Agls,Kothapally(V) | NALGONDA | 18.03.2013 | 0.019254 | Submitted vide Distribution True-up petition for 2nd control Period as Annexure-I | Submitted vide Distribution True-up petition for 2nd control Period as Annexure-I
2930 | A.Pichaiah & 2othrs Agls, Ananatharam(V) | NALGONDA | 18.03.2013 | 0.014173 | Submitted vide Distribution True-up petition for 2nd control Period as Annexure-I | Submitted vide Distribution True-up petition for 2nd control Period as Annexure-I
2931 | Erec of 1no adl 25kva dtr on SS-5at Yadg | NALGONDA | 22.03.2013 | 0.019989 | Submitted vide Distribution True-up petition for 2nd control Period as Annexure-I | Submitted vide Distribution True-up petition for 2nd control Period as Annexure-I
2932 | Erection of 2x25KVA DTRs SS-II Narammagu | NALGONDA | 19.03.2013 | 0.02644 | Submitted vide Distribution True-up petition for 2nd control Period as Annexure-I | Submitted vide Distribution True-up petition for 2nd control Period as Annexure-I
2933 | Erection of 25KVADTRSS-V Guntakagudem | NALGONDA | 19.03.2013 | 0.019028 | Submitted vide Distribution True-up petition for 2nd control Period as Annexure-I | Submitted vide Distribution True-up petition for 2nd control Period as Annexure-I
2934 | E/s to Addl.10KW LoadtoSC.No.0122400092 | NALGONDA | 16.03.2013 | 0.013466 | Submitted vide Distribution True-up petition for 2nd control Period as Annexure-I | Submitted vide Distribution True-up petition for 2nd control Period as Annexure-I
2935 | E/s to R.Leema <(>&<)>Seva KN Konda IJP | NALGONDA | 20.03.2013 | 0.022445 | Submitted vide Distribution True-up petition for 2nd control Period as Annexure-I | Submitted vide Distribution True-up petition for 2nd control Period as Annexure-I
2936 | E/s to Addl.18 KW LoadtoSC.No.0101402147 | NALGONDA | 16.03.2013 | 0.014832 | Submitted vide Distribution True-up petition for 2nd control Period as Annexure-I | Submitted vide Distribution True-up petition for 2nd control Period as Annexure-I
2937 | K.Devenderreddy&3Nos.(20HP)Molkapatnam | NALGONDA | 22.03.2013 | 0.018436 | Submitted vide Distribution True-up petition for 2nd control Period as Annexure-I | Submitted vide Distribution True-up petition for 2nd control Period as Annexure-I
2938 | V.Narayan Reddy & 2 othrs Agls,Marriguda | NALGONDA | 30.03.2013 | 0.01345 | Submitted vide Distribution True-up petition for 2nd control Period as Annexure-I | Submitted vide Distribution True-up petition for 2nd control Period as Annexure-I
2939 | Const. of Division Office of DVK Divn | NALGONDA | 23.03.2013 | 0.092063 | Submitted vide Distribution True-up petition for 2nd control Period as Annexure-I | Submitted vide Distribution True-up petition for 2nd control Period as Annexure-I
2940 | C10 ENH 2X25 TO 100 KVA SS-71@CHITYALA( | NALGONDA | 28.01.2013 | 0.010866 | Submitted vide Distribution True-up petition for 2nd control Period as Annexure-I | Submitted vide Distribution True-up petition for 2nd control Period as Annexure-I
2941 | C10 RE-ORIEEN 6X10 KVA TO 100 KVASS-40@ | NALGONDA | 19.03.2013 | 0.016576 | Submitted vide Distribution True-up petition for 2nd control Period as Annexure-I | Submitted vide Distribution True-up petition for 2nd control Period as Annexure-I
2942 | C10 BifurcationOverloaded11KVAreguden&P | NALGONDA | 15.12.2012 | 0.10573 | Submitted vide Distribution True-up petition for 2nd control Period as Annexure-I | Submitted vide Distribution True-up petition for 2nd control Period as Annexure-I
2943 | C10 ENH 63 TO 100 KVA WITH RE-OR SS-57@ | NALGONDA | 08.07.2012 | 0.015727 | Submitted vide Distribution True-up petition for 2nd control Period as Annexure-I | Submitted vide Distribution True-up petition for 2nd control Period as Annexure-I
2944 | C10 Seperation of 3No.s Agl Serv SS-6 a | NALGONDA | 15.12.2012 | 0.011625 | Submitted vide Distribution True-up petition for 2nd control Period as Annexure-I | Submitted vide Distribution True-up petition for 2nd control Period as Annexure-I
2945 | C10 RE-ORI 100KVA SS-13 AT PEDDAKAPARTH | NALGONDA | 08.07.2012 | 0.0063983 | Submitted vide Distribution True-up petition for 2nd control Period as Annexure-I | Submitted vide Distribution True-up petition for 2nd control Period as Annexure-I
2946 | C10 RE-ORI 100KVA SS-34 AT PEDDAKAPARTH | NALGONDA | 08.07.2012 | 0.0062982 | Submitted vide Distribution True-up petition for 2nd control Period as Annexure-I | Submitted vide Distribution True-up petition for 2nd control Period as Annexure-I
2947 | C10 ER 1X100 KVA DTR SS-3 AT ELIKATE(V) | NALGONDA | 10.12.2012 | 0.023166 | Submitted vide Distribution True-up petition for 2nd control Period as Annexure-I | Submitted vide Distribution True-up petition for 2nd control Period as Annexure-I
2948 | C14 Addl.45HPexisting29HPtotal74HPLTIII | NALGONDA | 25.03.2013 | 0.011767 | Submitted vide Distribution True-up petition for 2nd control Period as Annexure-I | Submitted vide Distribution True-up petition for 2nd control Period as Annexure-I
2949 | C14 23KWNDKRPolymersPvt.LtdGundrampally | NALGONDA | 10.12.2012 | 0.014454 | Submitted vide Distribution True-up petition for 2nd control Period as Annexure-I | Submitted vide Distribution True-up petition for 2nd control Period as Annexure-I
2950 | C13 E/s addl.load of 35HP,Sri ramakrish | NALGONDA | 29.01.2013 | 0.0085351 | Submitted vide Distribution True-up petition for 2nd control Period as Annexure-I | Submitted vide Distribution True-up petition for 2nd control Period as Annexure-I
2951 | C13 SmtM.Amrutha&2Nos.each5HPVeliminedu | NALGONDA | 08.07.2012 | 0.0083042 | Submitted vide Distribution True-up petition for 2nd control Period as Annexure-I | Submitted vide Distribution True-up petition for 2nd control Period as Annexure-I
2952 | C13 E/sSmt.AvulaJayanthi&6Nos.35HPUruma | NALGONDA | 08.07.2012 | 0.0095457 | Submitted vide Distribution True-up petition for 2nd control Period as Annexure-I | Submitted vide Distribution True-up petition for 2nd control Period as Annexure-I
2953 | C13 E/s 10KW ND Load,M/s.Industowers,P. | NALGONDA | 28.01.2013 | 0.0053965 | Submitted vide Distribution True-up petition for 2nd control Period as Annexure-I | Submitted vide Distribution True-up petition for 2nd control Period as Annexure-I
2954 | C13 S/C2KW ND SRI D.SRINIVAS REDDY AT V | NALGONDA | 08.07.2012 | 0.0036939 | Submitted vide Distribution True-up petition for 2nd control Period as Annexure-I | Submitted vide Distribution True-up petition for 2nd control Period as Annexure-I
2955 | C13 E/s 3x5HP AGL,B.Ramulu,Peddakaparth | NALGONDA | 08.07.2012 | 0.012243 | Submitted vide Distribution True-up petition for 2nd control Period as Annexure-I | Submitted vide Distribution True-up petition for 2nd control Period as Annexure-I
2956 | C13 E/s 5x5HP AGL,K.Purushotham,Nearada | NALGONDA | 08.07.2012 | 0.014585 | Submitted vide Distribution True-up petition for 2nd control Period as Annexure-I | Submitted vide Distribution True-up petition for 2nd control Period as Annexure-I
2957 | C13 SriM.Lingaiah&5Noseach5HP30HPPeddak | NALGONDA | 28.01.2013 | 0.02168 | Submitted vide Distribution True-up petition for 2nd control Period as Annexure-I | Submitted vide Distribution True-up petition for 2nd control Period as Annexure-I
2958 | C13 SmtP.Lingamma&7Nos.each5HP40HPElika | NALGONDA | 19.03.2013 | -0.00029828 | Submitted vide Distribution True-up petition for 2nd control Period as Annexure-I | Submitted vide Distribution True-up petition for 2nd control Period as Annexure-I
2959 | C13 E/sSriD.Kistamma&2Nos.15HPVelminedu | NALGONDA | 15.12.2012 | 0.0085218 | Submitted vide Distribution True-up petition for 2nd control Period as Annexure-I | Submitted vide Distribution True-up petition for 2nd control Period as Annexure-I
2960 | C13 S/C2KW ND SRI.K.RAMULU AT THALLAVEL | NALGONDA | 12.11.2012 | 0.0060432 | Submitted vide Distribution True-up petition for 2nd control Period as Annexure-I | Submitted vide Distribution True-up petition for 2nd control Period as Annexure-I
2961 | C13-SriY.Balreddy&4Nos.each5HP20HPVanip | NALGONDA | 14.12.2012 | 0.018508 | Submitted vide Distribution True-up petition for 2nd control Period as Annexure-I | Submitted vide Distribution True-up petition for 2nd control Period as Annexure-I
2962 | C13-SriMd.GalibSab&3Nos.each5HP20HPPedd | NALGONDA | 10.12.2012 | 0.017773 | Submitted vide Distribution True-up petition for 2nd control Period as Annexure-I | Submitted vide Distribution True-up petition for 2nd control Period as Annexure-I
2963 | C13-Smt.G.Arundhathi&2Nos.each5HP15HPCh | NALGONDA | 12.11.2012 | 0.014271 | Submitted vide Distribution True-up petition for 2nd control Period as Annexure-I | Submitted vide Distribution True-up petition for 2nd control Period as Annexure-I
2964 | C13-P.Lingamma&7Noseach5HP40HPElikatte( | NALGONDA | 19.03.2013 | 0.025701 | Submitted vide Distribution True-up petition for 2nd control Period as Annexure-I | Submitted vide Distribution True-up petition for 2nd control Period as Annexure-I
2965 | C13-SriA.Mallesham&2Noseach5HP15HPVelim | NALGONDA | 15.12.2012 | 0.011539 | Submitted vide Distribution True-up petition for 2nd control Period as Annexure-I | Submitted vide Distribution True-up petition for 2nd control Period as Annexure-I
2966 | C13-Smt.B.B.Neeraja&3Noseach5HP20HPVeli | NALGONDA | 15.12.2012 | 0.01639 | Submitted vide Distribution True-up petition for 2nd control Period as Annexure-I | Submitted vide Distribution True-up petition for 2nd control Period as Annexure-I
2967 | ER 1X100KVA SS-1 T.VELLMALA@CHITYALA | NALGONDA | 15.12.2012 | 0.01951 | Submitted vide Distribution True-up petition for 2nd control Period as Annexure-I | Submitted vide Distribution True-up petition for 2nd control Period as Annexure-I
2968 | Erec of 1No. Addl 100KVA DTR under SS-10 | NALGONDA | 12.11.2012 | 0.019055 | Submitted vide Distribution True-up petition for 2nd control Period as Annexure-I | Submitted vide Distribution True-up petition for 2nd control Period as Annexure-I
2969 | E/s to 4Nos 5HP AGL load to Smt.K.Suguna | NALGONDA | 14.12.2012 | 0.017093 | Submitted vide Distribution True-up petition for 2nd control Period as Annexure-I | Submitted vide Distribution True-up petition for 2nd control Period as Annexure-I
2970 | E/s to 7Nos 5HP AGL load to Venkatram Re | NALGONDA | 29.01.2013 | 0.035329 | Submitted vide Distribution True-up petition for 2nd control Period as Annexure-I | Submitted vide Distribution True-up petition for 2nd control Period as Annexure-I
2971 | Erec. of Addl 100kVA DTR under SS-49 , 1 | NALGONDA | 15.12.2012 | 0.020799 | Submitted vide Distribution True-up petition for 2nd control Period as Annexure-I | Submitted vide Distribution True-up petition for 2nd control Period as Annexure-I
2972 | Estimate for survey and service connecti | NALGONDA | 08.07.2012 | 0.044068 | Submitted vide Distribution True-up petition for 2nd control Period as Annexure-I | Submitted vide Distribution True-up petition for 2nd control Period as Annexure-I
2973 | E/s Addl load to M/s Siri Enterpris Pitt | NALGONDA | 29.01.2013 | 0.010053 | Submitted vide Distribution True-up petition for 2nd control Period as Annexure-I | Submitted vide Distribution True-up petition for 2nd control Period as Annexure-I
2974 | M/s Indous Towers at Vattimarty(V) | NALGONDA | 26.10.2012 | 0.017823 | Submitted vide Distribution True-up petition for 2nd control Period as Annexure-I | Submitted vide Distribution True-up petition for 2nd control Period as Annexure-I
2975 | E/s to 1Nos 15KW N D/s load to M/s Ind | NALGONDA | 12.11.2012 | 0.020272 | Submitted vide Distribution True-up petition for 2nd control Period as Annexure-I | Submitted vide Distribution True-up petition for 2nd control Period as Annexure-I
2976 | E/s 4 No. s AglSri.Ch.Ramanarsimha Reddy | NALGONDA | 08.07.2012 | 0.011281 | Submitted vide Distribution True-up petition for 2nd control Period as Annexure-I | Submitted vide Distribution True-up petition for 2nd control Period as Annexure-I